## Suite Line Capacity
Report generated for: | Site CREATHORNE FARM - CABLE LANDING STATION
| Quantity | % of all area | Area
Total free sections: | 126/516 | 36 % | 51.569 m²
Total occupied sections: | 389/516 | 64 % | 91.957 m²
Total reserved sections: | 1/516 | 0 % | 0.048 m²
Total Lines Capability |  |  | 143.574 m²
Total Location Capability |  |  | 1513.856 m²
Total Location Free Area |  |  | 1417.039 m²
Total Location Occupied Area |  |  | 96.817 m²
Location | Power Consumption | Cooling Capability | Utilized Cooling Capability [%] | Suite Line | [5 empty] | Rack description | Free rack units |  |  | Max free space in rack units
Location | Power Consumption | Cooling Capability | Utilized Cooling Capability [%] | Suite Line Name | Number of Sections |  | Number of Sections | % of all area | Area | Rack description | front | back | straight through | front | back | straight through
Room BDEN04 on Floor Ground Floor in Site CREATHORNE FARM - CABLE LANDING STATION | 108660.00 W | 228750.00 W | 48 % | A | 11 | Free | 0 | 31 % | 0.840 m²
Room BDEN04 on Floor Ground Floor in Site CREATHORNE FARM - CABLE LANDING STATION | 108660.00 W | 228750.00 W | 48 % | A | 11 | Occupied | 11 | 69 % | 1.890 m² | Rack A1, Floor Position = A01 | 5 | 47 | 5 | 5 | 47 | 5
Room BDEN04 on Floor Ground Floor in Site CREATHORNE FARM - CABLE LANDING STATION | 108660.00 W | 228750.00 W | 48 % | A | 11 | Occupied | 11 | 69 % | 1.890 m² | Rack A2, Floor Position = A2 | 39 | 42 | 39 | 39 | 42 | 39
Room BDEN04 on Floor Ground Floor in Site CREATHORNE FARM - CABLE LANDING STATION | 108660.00 W | 228750.00 W | 48 % | A | 11 | Occupied | 11 | 69 % | 1.890 m² | Rack A4, Floor Position = A4 | 39 | 42 | 39 | 39 | 42 | 39
Room BDEN04 on Floor Ground Floor in Site CREATHORNE FARM - CABLE LANDING STATION | 108660.00 W | 228750.00 W | 48 % | A | 11 | Occupied | 11 | 69 % | 1.890 m² | Rack A3, Floor Position = A3 | 39 | 42 | 39 | 39 | 42 | 39
Room BDEN04 on Floor Ground Floor in Site CREATHORNE FARM - CABLE LANDING STATION | 108660.00 W | 228750.00 W | 48 % | A | 11 | Occupied | 11 | 69 % | 1.890 m² | Rack A5, Floor Position = A5 | 39 | 42 | 39 | 39 | 42 | 39
Room BDEN04 on Floor Ground Floor in Site CREATHORNE FARM - CABLE LANDING STATION | 108660.00 W | 228750.00 W | 48 % | A | 11 | Occupied | 11 | 69 % | 1.890 m² | Rack AB7, Floor Position = A7 | 39 | 42 | 39 | 39 | 42 | 39
Room BDEN04 on Floor Ground Floor in Site CREATHORNE FARM - CABLE LANDING STATION | 108660.00 W | 228750.00 W | 48 % | A | 11 | Occupied | 11 | 69 % | 1.890 m² | Rack A6, Floor Position = A6 | 39 | 42 | 39 | 39 | 42 | 39
Room BDEN04 on Floor Ground Floor in Site CREATHORNE FARM - CABLE LANDING STATION | 108660.00 W | 228750.00 W | 48 % | A | 11 | Occupied | 11 | 69 % | 1.890 m² | Rack A8, Floor Position = A8 | 39 | 42 | 39 | 39 | 42 | 39
Room BDEN04 on Floor Ground Floor in Site CREATHORNE FARM - CABLE LANDING STATION | 108660.00 W | 228750.00 W | 48 % | A | 11 | Occupied | 11 | 69 % | 1.890 m² | Rack A14, Floor Position = A14 | 39 | 42 | 39 | 39 | 42 | 39
Room BDEN04 on Floor Ground Floor in Site CREATHORNE FARM - CABLE LANDING STATION | 108660.00 W | 228750.00 W | 48 % | A | 11 | Occupied | 11 | 69 % | 1.890 m² | Rack A13, Floor Position = A13 | 39 | 42 | 39 | 39 | 42 | 39
Room BDEN04 on Floor Ground Floor in Site CREATHORNE FARM - CABLE LANDING STATION | 108660.00 W | 228750.00 W | 48 % | A | 11 | Occupied | 11 | 69 % | 1.890 m² | Rack A15, Floor Position = A15 | 39 | 42 | 39 | 39 | 42 | 39
Room BDEN04 on Floor Ground Floor in Site CREATHORNE FARM - CABLE LANDING STATION | 108660.00 W | 228750.00 W | 48 % | A | 11 | Reserved | 0 | 0 % | 0.000 m²
Room BDEN04 on Floor Ground Floor in Site CREATHORNE FARM - CABLE LANDING STATION | 108660.00 W | 228750.00 W | 48 % | B | 11 | Free | 1 | 34 % | 0.930 m²
Room BDEN04 on Floor Ground Floor in Site CREATHORNE FARM - CABLE LANDING STATION | 108660.00 W | 228750.00 W | 48 % | B | 11 | Occupied | 10 | 66 % | 1.800 m² | Rack A2, Floor Position = A2 | 39 | 42 | 39 | 39 | 42 | 39
Room BDEN04 on Floor Ground Floor in Site CREATHORNE FARM - CABLE LANDING STATION | 108660.00 W | 228750.00 W | 48 % | B | 11 | Occupied | 10 | 66 % | 1.800 m² | Rack A3, Floor Position = A3 | 39 | 42 | 39 | 39 | 42 | 39
Room BDEN04 on Floor Ground Floor in Site CREATHORNE FARM - CABLE LANDING STATION | 108660.00 W | 228750.00 W | 48 % | B | 11 | Occupied | 10 | 66 % | 1.800 m² | Rack A4, Floor Position = A4 | 39 | 42 | 39 | 39 | 42 | 39
Room BDEN04 on Floor Ground Floor in Site CREATHORNE FARM - CABLE LANDING STATION | 108660.00 W | 228750.00 W | 48 % | B | 11 | Occupied | 10 | 66 % | 1.800 m² | Rack A5, Floor Position = A5 | 39 | 42 | 39 | 39 | 42 | 39
Room BDEN04 on Floor Ground Floor in Site CREATHORNE FARM - CABLE LANDING STATION | 108660.00 W | 228750.00 W | 48 % | B | 11 | Occupied | 10 | 66 % | 1.800 m² | Rack AB7, Floor Position = A7 | 39 | 42 | 39 | 39 | 42 | 39
Room BDEN04 on Floor Ground Floor in Site CREATHORNE FARM - CABLE LANDING STATION | 108660.00 W | 228750.00 W | 48 % | B | 11 | Occupied | 10 | 66 % | 1.800 m² | Rack A8, Floor Position = A8 | 39 | 42 | 39 | 39 | 42 | 39
Room BDEN04 on Floor Ground Floor in Site CREATHORNE FARM - CABLE LANDING STATION | 108660.00 W | 228750.00 W | 48 % | B | 11 | Occupied | 10 | 66 % | 1.800 m² | Rack A6, Floor Position = A6 | 39 | 42 | 39 | 39 | 42 | 39
Room BDEN04 on Floor Ground Floor in Site CREATHORNE FARM - CABLE LANDING STATION | 108660.00 W | 228750.00 W | 48 % | B | 11 | Occupied | 10 | 66 % | 1.800 m² | Rack A14, Floor Position = A14 | 39 | 42 | 39 | 39 | 42 | 39
Room BDEN04 on Floor Ground Floor in Site CREATHORNE FARM - CABLE LANDING STATION | 108660.00 W | 228750.00 W | 48 % | B | 11 | Occupied | 10 | 66 % | 1.800 m² | Rack A15, Floor Position = A15 | 39 | 42 | 39 | 39 | 42 | 39
Room BDEN04 on Floor Ground Floor in Site CREATHORNE FARM - CABLE LANDING STATION | 108660.00 W | 228750.00 W | 48 % | B | 11 | Occupied | 10 | 66 % | 1.800 m² | Rack B13, Floor Position = B13 | 39 | 42 | 39 | 39 | 42 | 39
Room BDEN04 on Floor Ground Floor in Site CREATHORNE FARM - CABLE LANDING STATION | 108660.00 W | 228750.00 W | 48 % | B | 11 | Reserved | 0 | 0 % | 0.000 m²
Room BDEN04 on Floor Ground Floor in Site CREATHORNE FARM - CABLE LANDING STATION | 108660.00 W | 228750.00 W | 48 % | C | 5 | Free | 4 | 80 % | 0.720 m²
Room BDEN04 on Floor Ground Floor in Site CREATHORNE FARM - CABLE LANDING STATION | 108660.00 W | 228750.00 W | 48 % | C | 5 | Occupied | 1 | 20 % | 0.180 m² | Rack C1, Floor Position = C1 | 5 | 47 | 5 | 5 | 47 | 5
Room BDEN04 on Floor Ground Floor in Site CREATHORNE FARM - CABLE LANDING STATION | 108660.00 W | 228750.00 W | 48 % | C | 5 | Reserved | 0 | 0 % | 0.000 m²
Room BDEN04 on Floor Ground Floor in Site CREATHORNE FARM - CABLE LANDING STATION | 108660.00 W | 228750.00 W | 48 % | D | 5 | Free | 4 | 80 % | 0.720 m²
Room BDEN04 on Floor Ground Floor in Site CREATHORNE FARM - CABLE LANDING STATION | 108660.00 W | 228750.00 W | 48 % | D | 5 | Occupied | 1 | 20 % | 0.180 m² | Rack D1, Floor Position = D1 | 5 | 47 | 5 | 5 | 47 | 5
Room BDEN04 on Floor Ground Floor in Site CREATHORNE FARM - CABLE LANDING STATION | 108660.00 W | 228750.00 W | 48 % | D | 5 | Reserved | 0 | 0 % | 0.000 m²
Room BDEN04 on Floor Ground Floor in Site CREATHORNE FARM - CABLE LANDING STATION | 108660.00 W | 228750.00 W | 48 % | E | 4 | Free | 0 | 0 % | 0.000 m²
Room BDEN04 on Floor Ground Floor in Site CREATHORNE FARM - CABLE LANDING STATION | 108660.00 W | 228750.00 W | 48 % | E | 4 | Occupied | 4 | 100 % | 0.720 m² | Rack E1, Floor Position = E1 | 5 | 47 | 5 | 5 | 47 | 5
Room BDEN04 on Floor Ground Floor in Site CREATHORNE FARM - CABLE LANDING STATION | 108660.00 W | 228750.00 W | 48 % | E | 4 | Occupied | 4 | 100 % | 0.720 m² | Rack E2, Floor Position = E2 | 39 | 42 | 39 | 39 | 42 | 39
Room BDEN04 on Floor Ground Floor in Site CREATHORNE FARM - CABLE LANDING STATION | 108660.00 W | 228750.00 W | 48 % | E | 4 | Occupied | 4 | 100 % | 0.720 m² | Rack E4, Floor Position = E4 | 39 | 42 | 39 | 39 | 42 | 39
Room BDEN04 on Floor Ground Floor in Site CREATHORNE FARM - CABLE LANDING STATION | 108660.00 W | 228750.00 W | 48 % | E | 4 | Occupied | 4 | 100 % | 0.720 m² | Rack E3, Floor Position = E3 | 39 | 42 | 39 | 39 | 42 | 39
Room BDEN04 on Floor Ground Floor in Site CREATHORNE FARM - CABLE LANDING STATION | 108660.00 W | 228750.00 W | 48 % | E | 4 | Reserved | 0 | 0 % | 0.000 m²
Room BDEN04 on Floor Ground Floor in Site CREATHORNE FARM - CABLE LANDING STATION | 108660.00 W | 228750.00 W | 48 % | F | 4 | Free | 0 | 0 % | 0.000 m²
Room BDEN04 on Floor Ground Floor in Site CREATHORNE FARM - CABLE LANDING STATION | 108660.00 W | 228750.00 W | 48 % | F | 4 | Occupied | 4 | 100 % | 0.720 m² | Rack F1, Floor Position = F1 | 5 | 47 | 5 | 5 | 47 | 5
Room BDEN04 on Floor Ground Floor in Site CREATHORNE FARM - CABLE LANDING STATION | 108660.00 W | 228750.00 W | 48 % | F | 4 | Occupied | 4 | 100 % | 0.720 m² | Rack E2, Floor Position = E2 | 39 | 42 | 39 | 39 | 42 | 39
Room BDEN04 on Floor Ground Floor in Site CREATHORNE FARM - CABLE LANDING STATION | 108660.00 W | 228750.00 W | 48 % | F | 4 | Occupied | 4 | 100 % | 0.720 m² | Rack E4, Floor Position = E4 | 39 | 42 | 39 | 39 | 42 | 39
Room BDEN04 on Floor Ground Floor in Site CREATHORNE FARM - CABLE LANDING STATION | 108660.00 W | 228750.00 W | 48 % | F | 4 | Occupied | 4 | 100 % | 0.720 m² | Rack E3, Floor Position = E3 | 39 | 42 | 39 | 39 | 42 | 39
Room BDEN04 on Floor Ground Floor in Site CREATHORNE FARM - CABLE LANDING STATION | 108660.00 W | 228750.00 W | 48 % | F | 4 | Reserved | 0 | 0 % | 0.000 m²
Room BDEN04 on Floor Ground Floor in Site CREATHORNE FARM - CABLE LANDING STATION | 108660.00 W | 228750.00 W | 48 % | G | 1 | Free | 1 | 100 % | 0.240 m²
Room BDEN04 on Floor Ground Floor in Site CREATHORNE FARM - CABLE LANDING STATION | 108660.00 W | 228750.00 W | 48 % | G | 1 | Occupied | 0 | 0 % | 0.000 m²
Room BDEN04 on Floor Ground Floor in Site CREATHORNE FARM - CABLE LANDING STATION | 108660.00 W | 228750.00 W | 48 % | G | 1 | Reserved | 0 | 0 % | 0.000 m²
Room BDEN04 on Floor Ground Floor in Site CREATHORNE FARM - CABLE LANDING STATION | 108660.00 W | 228750.00 W | 48 % | H | 1 | Free | 0 | 25 % | 0.060 m²
Room BDEN04 on Floor Ground Floor in Site CREATHORNE FARM - CABLE LANDING STATION | 108660.00 W | 228750.00 W | 48 % | H | 1 | Occupied | 1 | 75 % | 0.180 m² | Rack H1, Floor Position = H1 | 5 | 47 | 5 | 5 | 47 | 5
Room BDEN04 on Floor Ground Floor in Site CREATHORNE FARM - CABLE LANDING STATION | 108660.00 W | 228750.00 W | 48 % | H | 1 | Reserved | 0 | 0 % | 0.000 m²
Room BDEN04 on Floor Ground Floor in Site CREATHORNE FARM - CABLE LANDING STATION | 108660.00 W | 228750.00 W | 48 % | J | 1 | Free | 1 | 100 % | 0.240 m²
Room BDEN04 on Floor Ground Floor in Site CREATHORNE FARM - CABLE LANDING STATION | 108660.00 W | 228750.00 W | 48 % | J | 1 | Occupied | 0 | 0 % | 0.000 m²
Room BDEN04 on Floor Ground Floor in Site CREATHORNE FARM - CABLE LANDING STATION | 108660.00 W | 228750.00 W | 48 % | J | 1 | Reserved | 0 | 0 % | 0.000 m²
Room BDEN04 on Floor Ground Floor in Site CREATHORNE FARM - CABLE LANDING STATION | 108660.00 W | 228750.00 W | 48 % | K | 1 | Free | 0 | 25 % | 0.060 m²
Room BDEN04 on Floor Ground Floor in Site CREATHORNE FARM - CABLE LANDING STATION | 108660.00 W | 228750.00 W | 48 % | K | 1 | Occupied | 1 | 75 % | 0.180 m² | Rack K1, Floor Position = K1 | 5 | 47 | 5 | 5 | 47 | 5
Room BDEN04 on Floor Ground Floor in Site CREATHORNE FARM - CABLE LANDING STATION | 108660.00 W | 228750.00 W | 48 % | K | 1 | Reserved | 0 | 0 % | 0.000 m²
Room BDEN04 on Floor Ground Floor in Site CREATHORNE FARM - CABLE LANDING STATION | 108660.00 W | 228750.00 W | 48 % | L | 20 | Free | 0 | 5 % | 0.223 m²
Room BDEN04 on Floor Ground Floor in Site CREATHORNE FARM - CABLE LANDING STATION | 108660.00 W | 228750.00 W | 48 % | L | 20 | Occupied | 20 | 95 % | 4.620 m² | Rack L1, Floor Position = L01 | 5 | 47 | 5 | 5 | 47 | 5
Room BDEN04 on Floor Ground Floor in Site CREATHORNE FARM - CABLE LANDING STATION | 108660.00 W | 228750.00 W | 48 % | L | 20 | Occupied | 20 | 95 % | 4.620 m² | Rack M2, Floor Position = M2 | 39 | 42 | 39 | 39 | 42 | 39
Room BDEN04 on Floor Ground Floor in Site CREATHORNE FARM - CABLE LANDING STATION | 108660.00 W | 228750.00 W | 48 % | L | 20 | Occupied | 20 | 95 % | 4.620 m² | Rack M3, Floor Position = M3 | 39 | 42 | 39 | 39 | 42 | 39
Room BDEN04 on Floor Ground Floor in Site CREATHORNE FARM - CABLE LANDING STATION | 108660.00 W | 228750.00 W | 48 % | L | 20 | Occupied | 20 | 95 % | 4.620 m² | Rack M5, Floor Position = M5 | 39 | 42 | 39 | 39 | 42 | 39
Room BDEN04 on Floor Ground Floor in Site CREATHORNE FARM - CABLE LANDING STATION | 108660.00 W | 228750.00 W | 48 % | L | 20 | Occupied | 20 | 95 % | 4.620 m² | Rack M4, Floor Position = M4 | 39 | 42 | 39 | 39 | 42 | 39
Room BDEN04 on Floor Ground Floor in Site CREATHORNE FARM - CABLE LANDING STATION | 108660.00 W | 228750.00 W | 48 % | L | 20 | Occupied | 20 | 95 % | 4.620 m² | Rack M6, Floor Position = M6 | 39 | 42 | 39 | 39 | 42 | 39
Room BDEN04 on Floor Ground Floor in Site CREATHORNE FARM - CABLE LANDING STATION | 108660.00 W | 228750.00 W | 48 % | L | 20 | Occupied | 20 | 95 % | 4.620 m² | Rack M10, Floor Position = M10 | 39 | 42 | 39 | 39 | 42 | 39
Room BDEN04 on Floor Ground Floor in Site CREATHORNE FARM - CABLE LANDING STATION | 108660.00 W | 228750.00 W | 48 % | L | 20 | Occupied | 20 | 95 % | 4.620 m² | Rack M8, Floor Position = M8 | 39 | 42 | 39 | 39 | 42 | 39
Room BDEN04 on Floor Ground Floor in Site CREATHORNE FARM - CABLE LANDING STATION | 108660.00 W | 228750.00 W | 48 % | L | 20 | Occupied | 20 | 95 % | 4.620 m² | Rack M7, Floor Position = M7 | 39 | 42 | 39 | 39 | 42 | 39
Room BDEN04 on Floor Ground Floor in Site CREATHORNE FARM - CABLE LANDING STATION | 108660.00 W | 228750.00 W | 48 % | L | 20 | Occupied | 20 | 95 % | 4.620 m² | Rack M9, Floor Position = M9 | 39 | 42 | 39 | 39 | 42 | 39
Room BDEN04 on Floor Ground Floor in Site CREATHORNE FARM - CABLE LANDING STATION | 108660.00 W | 228750.00 W | 48 % | L | 20 | Occupied | 20 | 95 % | 4.620 m² | Rack M12, Floor Position = M12 | 39 | 42 | 39 | 39 | 42 | 39
Room BDEN04 on Floor Ground Floor in Site CREATHORNE FARM - CABLE LANDING STATION | 108660.00 W | 228750.00 W | 48 % | L | 20 | Occupied | 20 | 95 % | 4.620 m² | Rack M11, Floor Position = M11 | 39 | 42 | 39 | 39 | 42 | 39
Room BDEN04 on Floor Ground Floor in Site CREATHORNE FARM - CABLE LANDING STATION | 108660.00 W | 228750.00 W | 48 % | L | 20 | Occupied | 20 | 95 % | 4.620 m² | Rack M13, Floor Position = M13 | 39 | 42 | 39 | 39 | 42 | 39
Room BDEN04 on Floor Ground Floor in Site CREATHORNE FARM - CABLE LANDING STATION | 108660.00 W | 228750.00 W | 48 % | L | 20 | Occupied | 20 | 95 % | 4.620 m² | Rack M15, Floor Position = M15 | 39 | 42 | 39 | 39 | 42 | 39
Room BDEN04 on Floor Ground Floor in Site CREATHORNE FARM - CABLE LANDING STATION | 108660.00 W | 228750.00 W | 48 % | L | 20 | Occupied | 20 | 95 % | 4.620 m² | Rack M14, Floor Position = M14 | 39 | 42 | 39 | 39 | 42 | 39
Room BDEN04 on Floor Ground Floor in Site CREATHORNE FARM - CABLE LANDING STATION | 108660.00 W | 228750.00 W | 48 % | L | 20 | Occupied | 20 | 95 % | 4.620 m² | Rack M16, Floor Position = M16 | 39 | 42 | 39 | 39 | 42 | 39
Room BDEN04 on Floor Ground Floor in Site CREATHORNE FARM - CABLE LANDING STATION | 108660.00 W | 228750.00 W | 48 % | L | 20 | Occupied | 20 | 95 % | 4.620 m² | Rack M17, Floor Position = M17 | 39 | 42 | 39 | 39 | 42 | 39
Room BDEN04 on Floor Ground Floor in Site CREATHORNE FARM - CABLE LANDING STATION | 108660.00 W | 228750.00 W | 48 % | L | 20 | Occupied | 20 | 95 % | 4.620 m² | Rack M18, Floor Position = M18 | 39 | 42 | 39 | 39 | 42 | 39
Room BDEN04 on Floor Ground Floor in Site CREATHORNE FARM - CABLE LANDING STATION | 108660.00 W | 228750.00 W | 48 % | L | 20 | Occupied | 20 | 95 % | 4.620 m² | Rack M19, Floor Position = M19 | 39 | 42 | 39 | 39 | 42 | 39
Room BDEN04 on Floor Ground Floor in Site CREATHORNE FARM - CABLE LANDING STATION | 108660.00 W | 228750.00 W | 48 % | L | 20 | Occupied | 20 | 95 % | 4.620 m² | Rack M20, Floor Position = M20 | 39 | 42 | 39 | 39 | 42 | 39
Room BDEN04 on Floor Ground Floor in Site CREATHORNE FARM - CABLE LANDING STATION | 108660.00 W | 228750.00 W | 48 % | L | 20 | Reserved | 0 | 0 % | 0.000 m²
Room BDEN04 on Floor Ground Floor in Site CREATHORNE FARM - CABLE LANDING STATION | 108660.00 W | 228750.00 W | 48 % | M | 20 | Free | 1 | 6 % | 0.283 m²
Room BDEN04 on Floor Ground Floor in Site CREATHORNE FARM - CABLE LANDING STATION | 108660.00 W | 228750.00 W | 48 % | M | 20 | Occupied | 19 | 94 % | 4.560 m² | Rack M2, Floor Position = M2 | 39 | 42 | 39 | 39 | 42 | 39
Room BDEN04 on Floor Ground Floor in Site CREATHORNE FARM - CABLE LANDING STATION | 108660.00 W | 228750.00 W | 48 % | M | 20 | Occupied | 19 | 94 % | 4.560 m² | Rack M3, Floor Position = M3 | 39 | 42 | 39 | 39 | 42 | 39
Room BDEN04 on Floor Ground Floor in Site CREATHORNE FARM - CABLE LANDING STATION | 108660.00 W | 228750.00 W | 48 % | M | 20 | Occupied | 19 | 94 % | 4.560 m² | Rack M5, Floor Position = M5 | 39 | 42 | 39 | 39 | 42 | 39
Room BDEN04 on Floor Ground Floor in Site CREATHORNE FARM - CABLE LANDING STATION | 108660.00 W | 228750.00 W | 48 % | M | 20 | Occupied | 19 | 94 % | 4.560 m² | Rack M4, Floor Position = M4 | 39 | 42 | 39 | 39 | 42 | 39
Room BDEN04 on Floor Ground Floor in Site CREATHORNE FARM - CABLE LANDING STATION | 108660.00 W | 228750.00 W | 48 % | M | 20 | Occupied | 19 | 94 % | 4.560 m² | Rack M6, Floor Position = M6 | 39 | 42 | 39 | 39 | 42 | 39
Room BDEN04 on Floor Ground Floor in Site CREATHORNE FARM - CABLE LANDING STATION | 108660.00 W | 228750.00 W | 48 % | M | 20 | Occupied | 19 | 94 % | 4.560 m² | Rack M10, Floor Position = M10 | 39 | 42 | 39 | 39 | 42 | 39
Room BDEN04 on Floor Ground Floor in Site CREATHORNE FARM - CABLE LANDING STATION | 108660.00 W | 228750.00 W | 48 % | M | 20 | Occupied | 19 | 94 % | 4.560 m² | Rack M8, Floor Position = M8 | 39 | 42 | 39 | 39 | 42 | 39
Room BDEN04 on Floor Ground Floor in Site CREATHORNE FARM - CABLE LANDING STATION | 108660.00 W | 228750.00 W | 48 % | M | 20 | Occupied | 19 | 94 % | 4.560 m² | Rack M7, Floor Position = M7 | 39 | 42 | 39 | 39 | 42 | 39
Room BDEN04 on Floor Ground Floor in Site CREATHORNE FARM - CABLE LANDING STATION | 108660.00 W | 228750.00 W | 48 % | M | 20 | Occupied | 19 | 94 % | 4.560 m² | Rack M9, Floor Position = M9 | 39 | 42 | 39 | 39 | 42 | 39
Room BDEN04 on Floor Ground Floor in Site CREATHORNE FARM - CABLE LANDING STATION | 108660.00 W | 228750.00 W | 48 % | M | 20 | Occupied | 19 | 94 % | 4.560 m² | Rack M12, Floor Position = M12 | 39 | 42 | 39 | 39 | 42 | 39
Room BDEN04 on Floor Ground Floor in Site CREATHORNE FARM - CABLE LANDING STATION | 108660.00 W | 228750.00 W | 48 % | M | 20 | Occupied | 19 | 94 % | 4.560 m² | Rack M11, Floor Position = M11 | 39 | 42 | 39 | 39 | 42 | 39
Room BDEN04 on Floor Ground Floor in Site CREATHORNE FARM - CABLE LANDING STATION | 108660.00 W | 228750.00 W | 48 % | M | 20 | Occupied | 19 | 94 % | 4.560 m² | Rack M13, Floor Position = M13 | 39 | 42 | 39 | 39 | 42 | 39
Room BDEN04 on Floor Ground Floor in Site CREATHORNE FARM - CABLE LANDING STATION | 108660.00 W | 228750.00 W | 48 % | M | 20 | Occupied | 19 | 94 % | 4.560 m² | Rack M15, Floor Position = M15 | 39 | 42 | 39 | 39 | 42 | 39
Room BDEN04 on Floor Ground Floor in Site CREATHORNE FARM - CABLE LANDING STATION | 108660.00 W | 228750.00 W | 48 % | M | 20 | Occupied | 19 | 94 % | 4.560 m² | Rack M14, Floor Position = M14 | 39 | 42 | 39 | 39 | 42 | 39
Room BDEN04 on Floor Ground Floor in Site CREATHORNE FARM - CABLE LANDING STATION | 108660.00 W | 228750.00 W | 48 % | M | 20 | Occupied | 19 | 94 % | 4.560 m² | Rack M16, Floor Position = M16 | 39 | 42 | 39 | 39 | 42 | 39
Room BDEN04 on Floor Ground Floor in Site CREATHORNE FARM - CABLE LANDING STATION | 108660.00 W | 228750.00 W | 48 % | M | 20 | Occupied | 19 | 94 % | 4.560 m² | Rack M17, Floor Position = M17 | 39 | 42 | 39 | 39 | 42 | 39
Room BDEN04 on Floor Ground Floor in Site CREATHORNE FARM - CABLE LANDING STATION | 108660.00 W | 228750.00 W | 48 % | M | 20 | Occupied | 19 | 94 % | 4.560 m² | Rack M18, Floor Position = M18 | 39 | 42 | 39 | 39 | 42 | 39
Room BDEN04 on Floor Ground Floor in Site CREATHORNE FARM - CABLE LANDING STATION | 108660.00 W | 228750.00 W | 48 % | M | 20 | Occupied | 19 | 94 % | 4.560 m² | Rack M19, Floor Position = M19 | 39 | 42 | 39 | 39 | 42 | 39
Room BDEN04 on Floor Ground Floor in Site CREATHORNE FARM - CABLE LANDING STATION | 108660.00 W | 228750.00 W | 48 % | M | 20 | Occupied | 19 | 94 % | 4.560 m² | Rack M20, Floor Position = M20 | 39 | 42 | 39 | 39 | 42 | 39
Room BDEN04 on Floor Ground Floor in Site CREATHORNE FARM - CABLE LANDING STATION | 108660.00 W | 228750.00 W | 48 % | M | 20 | Reserved | 0 | 0 % | 0.000 m²
Room BDEN04 on Floor Ground Floor in Site CREATHORNE FARM - CABLE LANDING STATION | 108660.00 W | 228750.00 W | 48 % | N | 19 | Free | 0 | 3 % | 0.120 m²
Room BDEN04 on Floor Ground Floor in Site CREATHORNE FARM - CABLE LANDING STATION | 108660.00 W | 228750.00 W | 48 % | N | 19 | Occupied | 19 | 97 % | 3.420 m² | Rack P1, Floor Position = P1 | 39 | 42 | 39 | 39 | 42 | 39
Room BDEN04 on Floor Ground Floor in Site CREATHORNE FARM - CABLE LANDING STATION | 108660.00 W | 228750.00 W | 48 % | N | 19 | Occupied | 19 | 97 % | 3.420 m² | Rack P2, Floor Position = P2 | 39 | 42 | 39 | 39 | 42 | 39
Room BDEN04 on Floor Ground Floor in Site CREATHORNE FARM - CABLE LANDING STATION | 108660.00 W | 228750.00 W | 48 % | N | 19 | Occupied | 19 | 97 % | 3.420 m² | Rack P4, Floor Position = P4 | 39 | 42 | 39 | 39 | 42 | 39
Room BDEN04 on Floor Ground Floor in Site CREATHORNE FARM - CABLE LANDING STATION | 108660.00 W | 228750.00 W | 48 % | N | 19 | Occupied | 19 | 97 % | 3.420 m² | Rack P3, Floor Position = P3 | 39 | 42 | 39 | 39 | 42 | 39
Room BDEN04 on Floor Ground Floor in Site CREATHORNE FARM - CABLE LANDING STATION | 108660.00 W | 228750.00 W | 48 % | N | 19 | Occupied | 19 | 97 % | 3.420 m² | Rack P5, Floor Position = P5 | 39 | 42 | 39 | 39 | 42 | 39
Room BDEN04 on Floor Ground Floor in Site CREATHORNE FARM - CABLE LANDING STATION | 108660.00 W | 228750.00 W | 48 % | N | 19 | Occupied | 19 | 97 % | 3.420 m² | Rack P9, Floor Position = P9 | 39 | 42 | 39 | 39 | 42 | 39
Room BDEN04 on Floor Ground Floor in Site CREATHORNE FARM - CABLE LANDING STATION | 108660.00 W | 228750.00 W | 48 % | N | 19 | Occupied | 19 | 97 % | 3.420 m² | Rack P7, Floor Position = P7 | 39 | 42 | 39 | 39 | 42 | 39
Room BDEN04 on Floor Ground Floor in Site CREATHORNE FARM - CABLE LANDING STATION | 108660.00 W | 228750.00 W | 48 % | N | 19 | Occupied | 19 | 97 % | 3.420 m² | Rack P6, Floor Position = P6 | 39 | 42 | 39 | 39 | 42 | 39
Room BDEN04 on Floor Ground Floor in Site CREATHORNE FARM - CABLE LANDING STATION | 108660.00 W | 228750.00 W | 48 % | N | 19 | Occupied | 19 | 97 % | 3.420 m² | Rack P8, Floor Position = P8 | 39 | 42 | 39 | 39 | 42 | 39
Room BDEN04 on Floor Ground Floor in Site CREATHORNE FARM - CABLE LANDING STATION | 108660.00 W | 228750.00 W | 48 % | N | 19 | Occupied | 19 | 97 % | 3.420 m² | Rack P11, Floor Position = P11 | 39 | 42 | 39 | 39 | 42 | 39
Room BDEN04 on Floor Ground Floor in Site CREATHORNE FARM - CABLE LANDING STATION | 108660.00 W | 228750.00 W | 48 % | N | 19 | Occupied | 19 | 97 % | 3.420 m² | Rack P10, Floor Position = P10 | 39 | 42 | 39 | 39 | 42 | 39
Room BDEN04 on Floor Ground Floor in Site CREATHORNE FARM - CABLE LANDING STATION | 108660.00 W | 228750.00 W | 48 % | N | 19 | Occupied | 19 | 97 % | 3.420 m² | Rack P12, Floor Position = P12 | 39 | 42 | 39 | 39 | 42 | 39
Room BDEN04 on Floor Ground Floor in Site CREATHORNE FARM - CABLE LANDING STATION | 108660.00 W | 228750.00 W | 48 % | N | 19 | Occupied | 19 | 97 % | 3.420 m² | Rack P14, Floor Position = P14 | 39 | 42 | 39 | 39 | 42 | 39
Room BDEN04 on Floor Ground Floor in Site CREATHORNE FARM - CABLE LANDING STATION | 108660.00 W | 228750.00 W | 48 % | N | 19 | Occupied | 19 | 97 % | 3.420 m² | Rack P13, Floor Position = P13 | 39 | 42 | 39 | 39 | 42 | 39
Room BDEN04 on Floor Ground Floor in Site CREATHORNE FARM - CABLE LANDING STATION | 108660.00 W | 228750.00 W | 48 % | N | 19 | Occupied | 19 | 97 % | 3.420 m² | Rack P15, Floor Position = P15 | 39 | 42 | 39 | 39 | 42 | 39
Room BDEN04 on Floor Ground Floor in Site CREATHORNE FARM - CABLE LANDING STATION | 108660.00 W | 228750.00 W | 48 % | N | 19 | Occupied | 19 | 97 % | 3.420 m² | Rack P16, Floor Position = P16 | 39 | 42 | 39 | 39 | 42 | 39
Room BDEN04 on Floor Ground Floor in Site CREATHORNE FARM - CABLE LANDING STATION | 108660.00 W | 228750.00 W | 48 % | N | 19 | Occupied | 19 | 97 % | 3.420 m² | Rack P17, Floor Position = P17 | 39 | 42 | 39 | 39 | 42 | 39
Room BDEN04 on Floor Ground Floor in Site CREATHORNE FARM - CABLE LANDING STATION | 108660.00 W | 228750.00 W | 48 % | N | 19 | Occupied | 19 | 97 % | 3.420 m² | Rack P18, Floor Position = P18 | 39 | 42 | 39 | 39 | 42 | 39
Room BDEN04 on Floor Ground Floor in Site CREATHORNE FARM - CABLE LANDING STATION | 108660.00 W | 228750.00 W | 48 % | N | 19 | Occupied | 19 | 97 % | 3.420 m² | Rack P19, Floor Position = P19 | 39 | 42 | 39 | 39 | 42 | 39
Room BDEN04 on Floor Ground Floor in Site CREATHORNE FARM - CABLE LANDING STATION | 108660.00 W | 228750.00 W | 48 % | N | 19 | Reserved | 0 | 0 % | 0.000 m²
Room BDEN04 on Floor Ground Floor in Site CREATHORNE FARM - CABLE LANDING STATION | 108660.00 W | 228750.00 W | 48 % | P | 19 | Free | 0 | 3 % | 0.120 m²
Room BDEN04 on Floor Ground Floor in Site CREATHORNE FARM - CABLE LANDING STATION | 108660.00 W | 228750.00 W | 48 % | P | 19 | Occupied | 19 | 97 % | 3.420 m² | Rack P2, Floor Position = P2 | 39 | 42 | 39 | 39 | 42 | 39
Room BDEN04 on Floor Ground Floor in Site CREATHORNE FARM - CABLE LANDING STATION | 108660.00 W | 228750.00 W | 48 % | P | 19 | Occupied | 19 | 97 % | 3.420 m² | Rack P1, Floor Position = P1 | 39 | 42 | 39 | 39 | 42 | 39
Room BDEN04 on Floor Ground Floor in Site CREATHORNE FARM - CABLE LANDING STATION | 108660.00 W | 228750.00 W | 48 % | P | 19 | Occupied | 19 | 97 % | 3.420 m² | Rack P4, Floor Position = P4 | 39 | 42 | 39 | 39 | 42 | 39
Room BDEN04 on Floor Ground Floor in Site CREATHORNE FARM - CABLE LANDING STATION | 108660.00 W | 228750.00 W | 48 % | P | 19 | Occupied | 19 | 97 % | 3.420 m² | Rack P3, Floor Position = P3 | 39 | 42 | 39 | 39 | 42 | 39
Room BDEN04 on Floor Ground Floor in Site CREATHORNE FARM - CABLE LANDING STATION | 108660.00 W | 228750.00 W | 48 % | P | 19 | Occupied | 19 | 97 % | 3.420 m² | Rack P5, Floor Position = P5 | 39 | 42 | 39 | 39 | 42 | 39
Room BDEN04 on Floor Ground Floor in Site CREATHORNE FARM - CABLE LANDING STATION | 108660.00 W | 228750.00 W | 48 % | P | 19 | Occupied | 19 | 97 % | 3.420 m² | Rack P9, Floor Position = P9 | 39 | 42 | 39 | 39 | 42 | 39
Room BDEN04 on Floor Ground Floor in Site CREATHORNE FARM - CABLE LANDING STATION | 108660.00 W | 228750.00 W | 48 % | P | 19 | Occupied | 19 | 97 % | 3.420 m² | Rack P7, Floor Position = P7 | 39 | 42 | 39 | 39 | 42 | 39
Room BDEN04 on Floor Ground Floor in Site CREATHORNE FARM - CABLE LANDING STATION | 108660.00 W | 228750.00 W | 48 % | P | 19 | Occupied | 19 | 97 % | 3.420 m² | Rack P6, Floor Position = P6 | 39 | 42 | 39 | 39 | 42 | 39
Room BDEN04 on Floor Ground Floor in Site CREATHORNE FARM - CABLE LANDING STATION | 108660.00 W | 228750.00 W | 48 % | P | 19 | Occupied | 19 | 97 % | 3.420 m² | Rack P8, Floor Position = P8 | 39 | 42 | 39 | 39 | 42 | 39
Room BDEN04 on Floor Ground Floor in Site CREATHORNE FARM - CABLE LANDING STATION | 108660.00 W | 228750.00 W | 48 % | P | 19 | Occupied | 19 | 97 % | 3.420 m² | Rack P11, Floor Position = P11 | 39 | 42 | 39 | 39 | 42 | 39
Room BDEN04 on Floor Ground Floor in Site CREATHORNE FARM - CABLE LANDING STATION | 108660.00 W | 228750.00 W | 48 % | P | 19 | Occupied | 19 | 97 % | 3.420 m² | Rack P10, Floor Position = P10 | 39 | 42 | 39 | 39 | 42 | 39
Room BDEN04 on Floor Ground Floor in Site CREATHORNE FARM - CABLE LANDING STATION | 108660.00 W | 228750.00 W | 48 % | P | 19 | Occupied | 19 | 97 % | 3.420 m² | Rack P12, Floor Position = P12 | 39 | 42 | 39 | 39 | 42 | 39
Room BDEN04 on Floor Ground Floor in Site CREATHORNE FARM - CABLE LANDING STATION | 108660.00 W | 228750.00 W | 48 % | P | 19 | Occupied | 19 | 97 % | 3.420 m² | Rack P14, Floor Position = P14 | 39 | 42 | 39 | 39 | 42 | 39
Room BDEN04 on Floor Ground Floor in Site CREATHORNE FARM - CABLE LANDING STATION | 108660.00 W | 228750.00 W | 48 % | P | 19 | Occupied | 19 | 97 % | 3.420 m² | Rack P13, Floor Position = P13 | 39 | 42 | 39 | 39 | 42 | 39
Room BDEN04 on Floor Ground Floor in Site CREATHORNE FARM - CABLE LANDING STATION | 108660.00 W | 228750.00 W | 48 % | P | 19 | Occupied | 19 | 97 % | 3.420 m² | Rack P15, Floor Position = P15 | 39 | 42 | 39 | 39 | 42 | 39
Room BDEN04 on Floor Ground Floor in Site CREATHORNE FARM - CABLE LANDING STATION | 108660.00 W | 228750.00 W | 48 % | P | 19 | Occupied | 19 | 97 % | 3.420 m² | Rack P17, Floor Position = P17 | 39 | 42 | 39 | 39 | 42 | 39
Room BDEN04 on Floor Ground Floor in Site CREATHORNE FARM - CABLE LANDING STATION | 108660.00 W | 228750.00 W | 48 % | P | 19 | Occupied | 19 | 97 % | 3.420 m² | Rack P16, Floor Position = P16 | 39 | 42 | 39 | 39 | 42 | 39
Room BDEN04 on Floor Ground Floor in Site CREATHORNE FARM - CABLE LANDING STATION | 108660.00 W | 228750.00 W | 48 % | P | 19 | Occupied | 19 | 97 % | 3.420 m² | Rack P19, Floor Position = P19 | 39 | 42 | 39 | 39 | 42 | 39
Room BDEN04 on Floor Ground Floor in Site CREATHORNE FARM - CABLE LANDING STATION | 108660.00 W | 228750.00 W | 48 % | P | 19 | Occupied | 19 | 97 % | 3.420 m² | Rack P18, Floor Position = P18 | 39 | 42 | 39 | 39 | 42 | 39
Room BDEN04 on Floor Ground Floor in Site CREATHORNE FARM - CABLE LANDING STATION | 108660.00 W | 228750.00 W | 48 % | P | 19 | Reserved | 0 | 0 % | 0.000 m²
Room BDEN04 on Floor Ground Floor in Site CREATHORNE FARM - CABLE LANDING STATION | 108660.00 W | 228750.00 W | 48 % | Q | 19 | Free | 0 | 3 % | 0.080 m²
Room BDEN04 on Floor Ground Floor in Site CREATHORNE FARM - CABLE LANDING STATION | 108660.00 W | 228750.00 W | 48 % | Q | 19 | Occupied | 19 | 97 % | 2.280 m² | Rack Q1, Floor Position = Q1 | 39 | 42 | 39 | 39 | 42 | 39
Room BDEN04 on Floor Ground Floor in Site CREATHORNE FARM - CABLE LANDING STATION | 108660.00 W | 228750.00 W | 48 % | Q | 19 | Occupied | 19 | 97 % | 2.280 m² | Rack Q2, Floor Position = Q2 | 39 | 42 | 39 | 39 | 42 | 39
Room BDEN04 on Floor Ground Floor in Site CREATHORNE FARM - CABLE LANDING STATION | 108660.00 W | 228750.00 W | 48 % | Q | 19 | Occupied | 19 | 97 % | 2.280 m² | Rack Q4, Floor Position = Q4 | 39 | 42 | 39 | 39 | 42 | 39
Room BDEN04 on Floor Ground Floor in Site CREATHORNE FARM - CABLE LANDING STATION | 108660.00 W | 228750.00 W | 48 % | Q | 19 | Occupied | 19 | 97 % | 2.280 m² | Rack Q3, Floor Position = Q3 | 39 | 42 | 39 | 39 | 42 | 39
Room BDEN04 on Floor Ground Floor in Site CREATHORNE FARM - CABLE LANDING STATION | 108660.00 W | 228750.00 W | 48 % | Q | 19 | Occupied | 19 | 97 % | 2.280 m² | Rack Q5, Floor Position = Q5 | 39 | 42 | 39 | 39 | 42 | 39
Room BDEN04 on Floor Ground Floor in Site CREATHORNE FARM - CABLE LANDING STATION | 108660.00 W | 228750.00 W | 48 % | Q | 19 | Occupied | 19 | 97 % | 2.280 m² | Rack Q9, Floor Position = Q9 | 39 | 42 | 39 | 39 | 42 | 39
Room BDEN04 on Floor Ground Floor in Site CREATHORNE FARM - CABLE LANDING STATION | 108660.00 W | 228750.00 W | 48 % | Q | 19 | Occupied | 19 | 97 % | 2.280 m² | Rack Q7, Floor Position = Q7 | 39 | 42 | 39 | 39 | 42 | 39
Room BDEN04 on Floor Ground Floor in Site CREATHORNE FARM - CABLE LANDING STATION | 108660.00 W | 228750.00 W | 48 % | Q | 19 | Occupied | 19 | 97 % | 2.280 m² | Rack Q6, Floor Position = Q6 | 39 | 42 | 39 | 39 | 42 | 39
Room BDEN04 on Floor Ground Floor in Site CREATHORNE FARM - CABLE LANDING STATION | 108660.00 W | 228750.00 W | 48 % | Q | 19 | Occupied | 19 | 97 % | 2.280 m² | Rack Q8, Floor Position = Q8 | 39 | 42 | 39 | 39 | 42 | 39
Room BDEN04 on Floor Ground Floor in Site CREATHORNE FARM - CABLE LANDING STATION | 108660.00 W | 228750.00 W | 48 % | Q | 19 | Occupied | 19 | 97 % | 2.280 m² | Rack Q11, Floor Position = Q11 | 39 | 42 | 39 | 39 | 42 | 39
Room BDEN04 on Floor Ground Floor in Site CREATHORNE FARM - CABLE LANDING STATION | 108660.00 W | 228750.00 W | 48 % | Q | 19 | Occupied | 19 | 97 % | 2.280 m² | Rack Q10, Floor Position = Q10 | 39 | 42 | 39 | 39 | 42 | 39
Room BDEN04 on Floor Ground Floor in Site CREATHORNE FARM - CABLE LANDING STATION | 108660.00 W | 228750.00 W | 48 % | Q | 19 | Occupied | 19 | 97 % | 2.280 m² | Rack Q12, Floor Position = Q12 | 39 | 42 | 39 | 39 | 42 | 39
Room BDEN04 on Floor Ground Floor in Site CREATHORNE FARM - CABLE LANDING STATION | 108660.00 W | 228750.00 W | 48 % | Q | 19 | Occupied | 19 | 97 % | 2.280 m² | Rack Q14, Floor Position = Q14 | 39 | 42 | 39 | 39 | 42 | 39
Room BDEN04 on Floor Ground Floor in Site CREATHORNE FARM - CABLE LANDING STATION | 108660.00 W | 228750.00 W | 48 % | Q | 19 | Occupied | 19 | 97 % | 2.280 m² | Rack Q13, Floor Position = Q13 | 39 | 42 | 39 | 39 | 42 | 39
Room BDEN04 on Floor Ground Floor in Site CREATHORNE FARM - CABLE LANDING STATION | 108660.00 W | 228750.00 W | 48 % | Q | 19 | Occupied | 19 | 97 % | 2.280 m² | Rack Q15, Floor Position = Q15 | 39 | 42 | 39 | 39 | 42 | 39
Room BDEN04 on Floor Ground Floor in Site CREATHORNE FARM - CABLE LANDING STATION | 108660.00 W | 228750.00 W | 48 % | Q | 19 | Occupied | 19 | 97 % | 2.280 m² | Rack Q16, Floor Position = Q16 | 39 | 42 | 39 | 39 | 42 | 39
Room BDEN04 on Floor Ground Floor in Site CREATHORNE FARM - CABLE LANDING STATION | 108660.00 W | 228750.00 W | 48 % | Q | 19 | Occupied | 19 | 97 % | 2.280 m² | Rack Q17, Floor Position = Q17 | 39 | 42 | 39 | 39 | 42 | 39
Room BDEN04 on Floor Ground Floor in Site CREATHORNE FARM - CABLE LANDING STATION | 108660.00 W | 228750.00 W | 48 % | Q | 19 | Occupied | 19 | 97 % | 2.280 m² | Rack Q18, Floor Position = Q18 | 39 | 42 | 39 | 39 | 42 | 39
Room BDEN04 on Floor Ground Floor in Site CREATHORNE FARM - CABLE LANDING STATION | 108660.00 W | 228750.00 W | 48 % | Q | 19 | Occupied | 19 | 97 % | 2.280 m² | Rack Q19, Floor Position = Q19 | 39 | 42 | 39 | 39 | 42 | 39
Room BDEN04 on Floor Ground Floor in Site CREATHORNE FARM - CABLE LANDING STATION | 108660.00 W | 228750.00 W | 48 % | Q | 19 | Reserved | 0 | 0 % | 0.000 m²
Room BDEN04 on Floor Ground Floor in Site CREATHORNE FARM - CABLE LANDING STATION | 108660.00 W | 228750.00 W | 48 % | R | 19 | Free | 0 | 3 % | 0.080 m²
Room BDEN04 on Floor Ground Floor in Site CREATHORNE FARM - CABLE LANDING STATION | 108660.00 W | 228750.00 W | 48 % | R | 19 | Occupied | 19 | 97 % | 2.280 m² | Rack Q1, Floor Position = Q1 | 39 | 42 | 39 | 39 | 42 | 39
Room BDEN04 on Floor Ground Floor in Site CREATHORNE FARM - CABLE LANDING STATION | 108660.00 W | 228750.00 W | 48 % | R | 19 | Occupied | 19 | 97 % | 2.280 m² | Rack Q2, Floor Position = Q2 | 39 | 42 | 39 | 39 | 42 | 39
Room BDEN04 on Floor Ground Floor in Site CREATHORNE FARM - CABLE LANDING STATION | 108660.00 W | 228750.00 W | 48 % | R | 19 | Occupied | 19 | 97 % | 2.280 m² | Rack Q4, Floor Position = Q4 | 39 | 42 | 39 | 39 | 42 | 39
Room BDEN04 on Floor Ground Floor in Site CREATHORNE FARM - CABLE LANDING STATION | 108660.00 W | 228750.00 W | 48 % | R | 19 | Occupied | 19 | 97 % | 2.280 m² | Rack Q3, Floor Position = Q3 | 39 | 42 | 39 | 39 | 42 | 39
Room BDEN04 on Floor Ground Floor in Site CREATHORNE FARM - CABLE LANDING STATION | 108660.00 W | 228750.00 W | 48 % | R | 19 | Occupied | 19 | 97 % | 2.280 m² | Rack Q5, Floor Position = Q5 | 39 | 42 | 39 | 39 | 42 | 39
Room BDEN04 on Floor Ground Floor in Site CREATHORNE FARM - CABLE LANDING STATION | 108660.00 W | 228750.00 W | 48 % | R | 19 | Occupied | 19 | 97 % | 2.280 m² | Rack Q9, Floor Position = Q9 | 39 | 42 | 39 | 39 | 42 | 39
Room BDEN04 on Floor Ground Floor in Site CREATHORNE FARM - CABLE LANDING STATION | 108660.00 W | 228750.00 W | 48 % | R | 19 | Occupied | 19 | 97 % | 2.280 m² | Rack Q7, Floor Position = Q7 | 39 | 42 | 39 | 39 | 42 | 39
Room BDEN04 on Floor Ground Floor in Site CREATHORNE FARM - CABLE LANDING STATION | 108660.00 W | 228750.00 W | 48 % | R | 19 | Occupied | 19 | 97 % | 2.280 m² | Rack Q6, Floor Position = Q6 | 39 | 42 | 39 | 39 | 42 | 39
Room BDEN04 on Floor Ground Floor in Site CREATHORNE FARM - CABLE LANDING STATION | 108660.00 W | 228750.00 W | 48 % | R | 19 | Occupied | 19 | 97 % | 2.280 m² | Rack Q8, Floor Position = Q8 | 39 | 42 | 39 | 39 | 42 | 39
Room BDEN04 on Floor Ground Floor in Site CREATHORNE FARM - CABLE LANDING STATION | 108660.00 W | 228750.00 W | 48 % | R | 19 | Occupied | 19 | 97 % | 2.280 m² | Rack Q11, Floor Position = Q11 | 39 | 42 | 39 | 39 | 42 | 39
Room BDEN04 on Floor Ground Floor in Site CREATHORNE FARM - CABLE LANDING STATION | 108660.00 W | 228750.00 W | 48 % | R | 19 | Occupied | 19 | 97 % | 2.280 m² | Rack Q10, Floor Position = Q10 | 39 | 42 | 39 | 39 | 42 | 39
Room BDEN04 on Floor Ground Floor in Site CREATHORNE FARM - CABLE LANDING STATION | 108660.00 W | 228750.00 W | 48 % | R | 19 | Occupied | 19 | 97 % | 2.280 m² | Rack Q12, Floor Position = Q12 | 39 | 42 | 39 | 39 | 42 | 39
Room BDEN04 on Floor Ground Floor in Site CREATHORNE FARM - CABLE LANDING STATION | 108660.00 W | 228750.00 W | 48 % | R | 19 | Occupied | 19 | 97 % | 2.280 m² | Rack Q14, Floor Position = Q14 | 39 | 42 | 39 | 39 | 42 | 39
Room BDEN04 on Floor Ground Floor in Site CREATHORNE FARM - CABLE LANDING STATION | 108660.00 W | 228750.00 W | 48 % | R | 19 | Occupied | 19 | 97 % | 2.280 m² | Rack Q13, Floor Position = Q13 | 39 | 42 | 39 | 39 | 42 | 39
Room BDEN04 on Floor Ground Floor in Site CREATHORNE FARM - CABLE LANDING STATION | 108660.00 W | 228750.00 W | 48 % | R | 19 | Occupied | 19 | 97 % | 2.280 m² | Rack Q15, Floor Position = Q15 | 39 | 42 | 39 | 39 | 42 | 39
Room BDEN04 on Floor Ground Floor in Site CREATHORNE FARM - CABLE LANDING STATION | 108660.00 W | 228750.00 W | 48 % | R | 19 | Occupied | 19 | 97 % | 2.280 m² | Rack Q16, Floor Position = Q16 | 39 | 42 | 39 | 39 | 42 | 39
Room BDEN04 on Floor Ground Floor in Site CREATHORNE FARM - CABLE LANDING STATION | 108660.00 W | 228750.00 W | 48 % | R | 19 | Occupied | 19 | 97 % | 2.280 m² | Rack Q17, Floor Position = Q17 | 39 | 42 | 39 | 39 | 42 | 39
Room BDEN04 on Floor Ground Floor in Site CREATHORNE FARM - CABLE LANDING STATION | 108660.00 W | 228750.00 W | 48 % | R | 19 | Occupied | 19 | 97 % | 2.280 m² | Rack Q18, Floor Position = Q18 | 39 | 42 | 39 | 39 | 42 | 39
Room BDEN04 on Floor Ground Floor in Site CREATHORNE FARM - CABLE LANDING STATION | 108660.00 W | 228750.00 W | 48 % | R | 19 | Occupied | 19 | 97 % | 2.280 m² | Rack Q19, Floor Position = Q19 | 39 | 42 | 39 | 39 | 42 | 39
Room BDEN04 on Floor Ground Floor in Site CREATHORNE FARM - CABLE LANDING STATION | 108660.00 W | 228750.00 W | 48 % | R | 19 | Reserved | 0 | 0 % | 0.000 m²
Room BDEN04 on Floor Ground Floor in Site CREATHORNE FARM - CABLE LANDING STATION | 108660.00 W | 228750.00 W | 48 % | S | 4 | Free | 0 | 44 % | 0.857 m²
Room BDEN04 on Floor Ground Floor in Site CREATHORNE FARM - CABLE LANDING STATION | 108660.00 W | 228750.00 W | 48 % | S | 4 | Occupied | 4 | 56 % | 1.080 m² | ODF S2, Floor Position = S02 | 42 | 42 | 42 | 42 | 42 | 42
Room BDEN04 on Floor Ground Floor in Site CREATHORNE FARM - CABLE LANDING STATION | 108660.00 W | 228750.00 W | 48 % | S | 4 | Occupied | 4 | 56 % | 1.080 m² | ODF S1, Floor Position = S01 | 42 | 42 | 42 | 42 | 42 | 42
Room BDEN04 on Floor Ground Floor in Site CREATHORNE FARM - CABLE LANDING STATION | 108660.00 W | 228750.00 W | 48 % | S | 4 | Occupied | 4 | 56 % | 1.080 m² | ODF S4, Floor Position = S04 | 42 | 42 | 42 | 42 | 42 | 42
Room BDEN04 on Floor Ground Floor in Site CREATHORNE FARM - CABLE LANDING STATION | 108660.00 W | 228750.00 W | 48 % | S | 4 | Occupied | 4 | 56 % | 1.080 m² | ODF S3, Floor Position = S03 | 42 | 42 | 42 | 42 | 42 | 42
Room BDEN04 on Floor Ground Floor in Site CREATHORNE FARM - CABLE LANDING STATION | 108660.00 W | 228750.00 W | 48 % | S | 4 | Reserved | 0 | 0 % | 0.000 m²
Room BDEN04 on Floor Ground Floor in Site CREATHORNE FARM - CABLE LANDING STATION | 108660.00 W | 228750.00 W | 48 % | [6 empty] | ODF BDEN04, Floor Position = unset | 4 | 4 | 4 | 4 | 4 | 4
Room BDEN04 on Floor Ground Floor in Site CREATHORNE FARM - CABLE LANDING STATION | 108660.00 W | 228750.00 W | 48 % | [6 empty] | Rack BDEN04;DC SYSA, Floor Position = Temp Mig | 16 | 46 | 16 | 15 | 25 | 15
Room BDEN04 on Floor Ground Floor in Site CREATHORNE FARM - CABLE LANDING STATION | 108660.00 W | 228750.00 W | 48 % | [6 empty] | Rack BDEN04;DC SYSB, Floor Position = Temp Mig | 14 | 46 | 14 | 13 | 25 | 13
Room BDEN04 on Floor Ground Floor in Site CREATHORNE FARM - CABLE LANDING STATION | 108660.00 W | 228750.00 W | 48 % | [6 empty] | Rack BDEN04;GOOG;SYSA, Floor Position = Temp Mig | 11 | 46 | 11 | 10 | 25 | 10
Room BDEN04 on Floor Ground Floor in Site CREATHORNE FARM - CABLE LANDING STATION | 108660.00 W | 228750.00 W | 48 % | [6 empty] | Rack BDEN04;GOOG;SYSB, Floor Position = Temp Mig | 10 | 46 | 10 | 9 | 25 | 9
Room BDEN05 on Floor Ground Floor in Site CREATHORNE FARM - CABLE LANDING STATION | 560.00 W | 0.00 W | 0 % | B | 15 | Free | 0 | 0 % | -0.000 m²
Room BDEN05 on Floor Ground Floor in Site CREATHORNE FARM - CABLE LANDING STATION | 560.00 W | 0.00 W | 0 % | B | 15 | Occupied | 15 | 100 % | 5.400 m² | Rack B8, Floor Position = B8 | 41 | 42 | 41 | 41 | 42 | 41
Room BDEN05 on Floor Ground Floor in Site CREATHORNE FARM - CABLE LANDING STATION | 560.00 W | 0.00 W | 0 % | B | 15 | Occupied | 15 | 100 % | 5.400 m² | Rack B5, Floor Position = B5 | 41 | 42 | 41 | 41 | 42 | 41
Room BDEN05 on Floor Ground Floor in Site CREATHORNE FARM - CABLE LANDING STATION | 560.00 W | 0.00 W | 0 % | B | 15 | Occupied | 15 | 100 % | 5.400 m² | Rack B6, Floor Position = B6 | 41 | 42 | 41 | 41 | 42 | 41
Room BDEN05 on Floor Ground Floor in Site CREATHORNE FARM - CABLE LANDING STATION | 560.00 W | 0.00 W | 0 % | B | 15 | Occupied | 15 | 100 % | 5.400 m² | Rack B7, Floor Position = B7 | 41 | 42 | 41 | 41 | 42 | 41
Room BDEN05 on Floor Ground Floor in Site CREATHORNE FARM - CABLE LANDING STATION | 560.00 W | 0.00 W | 0 % | B | 15 | Occupied | 15 | 100 % | 5.400 m² | Rack B10, Floor Position = B10 | 41 | 42 | 41 | 41 | 42 | 41
Room BDEN05 on Floor Ground Floor in Site CREATHORNE FARM - CABLE LANDING STATION | 560.00 W | 0.00 W | 0 % | B | 15 | Occupied | 15 | 100 % | 5.400 m² | Rack B9, Floor Position = B9 | 41 | 42 | 41 | 41 | 42 | 41
Room BDEN05 on Floor Ground Floor in Site CREATHORNE FARM - CABLE LANDING STATION | 560.00 W | 0.00 W | 0 % | B | 15 | Occupied | 15 | 100 % | 5.400 m² | Rack B11, Floor Position = B11 | 41 | 42 | 41 | 41 | 42 | 41
Room BDEN05 on Floor Ground Floor in Site CREATHORNE FARM - CABLE LANDING STATION | 560.00 W | 0.00 W | 0 % | B | 15 | Occupied | 15 | 100 % | 5.400 m² | Rack B14, Floor Position = B14 | 41 | 42 | 41 | 41 | 42 | 41
Room BDEN05 on Floor Ground Floor in Site CREATHORNE FARM - CABLE LANDING STATION | 560.00 W | 0.00 W | 0 % | B | 15 | Occupied | 15 | 100 % | 5.400 m² | Rack B12, Floor Position = B12 | 41 | 42 | 41 | 41 | 42 | 41
Room BDEN05 on Floor Ground Floor in Site CREATHORNE FARM - CABLE LANDING STATION | 560.00 W | 0.00 W | 0 % | B | 15 | Occupied | 15 | 100 % | 5.400 m² | Rack B13, Floor Position = B13 | 41 | 42 | 41 | 41 | 42 | 41
Room BDEN05 on Floor Ground Floor in Site CREATHORNE FARM - CABLE LANDING STATION | 560.00 W | 0.00 W | 0 % | B | 15 | Occupied | 15 | 100 % | 5.400 m² | Rack B15, Floor Position = B15 | 41 | 42 | 41 | 41 | 42 | 41
Room BDEN05 on Floor Ground Floor in Site CREATHORNE FARM - CABLE LANDING STATION | 560.00 W | 0.00 W | 0 % | B | 15 | Occupied | 15 | 100 % | 5.400 m² | Rack B0, Floor Position = B0 | 47 | 47 | 47 | 47 | 47 | 47
Room BDEN05 on Floor Ground Floor in Site CREATHORNE FARM - CABLE LANDING STATION | 560.00 W | 0.00 W | 0 % | B | 15 | Occupied | 15 | 100 % | 5.400 m² | Rack B3, Floor Position = B3 | 41 | 42 | 41 | 41 | 42 | 41
Room BDEN05 on Floor Ground Floor in Site CREATHORNE FARM - CABLE LANDING STATION | 560.00 W | 0.00 W | 0 % | B | 15 | Occupied | 15 | 100 % | 5.400 m² | Rack B4, Floor Position = B4 | 41 | 42 | 41 | 41 | 42 | 41
Room BDEN05 on Floor Ground Floor in Site CREATHORNE FARM - CABLE LANDING STATION | 560.00 W | 0.00 W | 0 % | B | 15 | Occupied | 15 | 100 % | 5.400 m² | Rack B2, Floor Position = B2 | 41 | 42 | 41 | 41 | 42 | 41
Room BDEN05 on Floor Ground Floor in Site CREATHORNE FARM - CABLE LANDING STATION | 560.00 W | 0.00 W | 0 % | B | 15 | Reserved | 0 | 0 % | 0.000 m²
Room BDEN05 on Floor Ground Floor in Site CREATHORNE FARM - CABLE LANDING STATION | 560.00 W | 0.00 W | 0 % | C | 15 | Free | 1 | 7 % | 0.360 m²
Room BDEN05 on Floor Ground Floor in Site CREATHORNE FARM - CABLE LANDING STATION | 560.00 W | 0.00 W | 0 % | C | 15 | Occupied | 14 | 93 % | 5.040 m² | Rack C8, Floor Position = C8 | 41 | 42 | 41 | 41 | 42 | 41
Room BDEN05 on Floor Ground Floor in Site CREATHORNE FARM - CABLE LANDING STATION | 560.00 W | 0.00 W | 0 % | C | 15 | Occupied | 14 | 93 % | 5.040 m² | Rack C6, Floor Position = C6 | 41 | 42 | 41 | 41 | 42 | 41
Room BDEN05 on Floor Ground Floor in Site CREATHORNE FARM - CABLE LANDING STATION | 560.00 W | 0.00 W | 0 % | C | 15 | Occupied | 14 | 93 % | 5.040 m² | Rack C5, Floor Position = C5 | 41 | 42 | 41 | 41 | 42 | 41
Room BDEN05 on Floor Ground Floor in Site CREATHORNE FARM - CABLE LANDING STATION | 560.00 W | 0.00 W | 0 % | C | 15 | Occupied | 14 | 93 % | 5.040 m² | Rack C7, Floor Position = C7 | 41 | 42 | 41 | 41 | 42 | 41
Room BDEN05 on Floor Ground Floor in Site CREATHORNE FARM - CABLE LANDING STATION | 560.00 W | 0.00 W | 0 % | C | 15 | Occupied | 14 | 93 % | 5.040 m² | Rack C10, Floor Position = C10 | 41 | 42 | 41 | 41 | 42 | 41
Room BDEN05 on Floor Ground Floor in Site CREATHORNE FARM - CABLE LANDING STATION | 560.00 W | 0.00 W | 0 % | C | 15 | Occupied | 14 | 93 % | 5.040 m² | Rack C9, Floor Position = C9 | 41 | 42 | 41 | 41 | 42 | 41
Room BDEN05 on Floor Ground Floor in Site CREATHORNE FARM - CABLE LANDING STATION | 560.00 W | 0.00 W | 0 % | C | 15 | Occupied | 14 | 93 % | 5.040 m² | Rack C11, Floor Position = C11 | 41 | 42 | 41 | 41 | 42 | 41
Room BDEN05 on Floor Ground Floor in Site CREATHORNE FARM - CABLE LANDING STATION | 560.00 W | 0.00 W | 0 % | C | 15 | Occupied | 14 | 93 % | 5.040 m² | Rack C12, Floor Position = C12 | 41 | 42 | 41 | 41 | 42 | 41
Room BDEN05 on Floor Ground Floor in Site CREATHORNE FARM - CABLE LANDING STATION | 560.00 W | 0.00 W | 0 % | C | 15 | Occupied | 14 | 93 % | 5.040 m² | Rack C13, Floor Position = C13 | 41 | 42 | 41 | 41 | 42 | 41
Room BDEN05 on Floor Ground Floor in Site CREATHORNE FARM - CABLE LANDING STATION | 560.00 W | 0.00 W | 0 % | C | 15 | Occupied | 14 | 93 % | 5.040 m² | Rack C14, Floor Position = C14 | 41 | 42 | 41 | 41 | 42 | 41
Room BDEN05 on Floor Ground Floor in Site CREATHORNE FARM - CABLE LANDING STATION | 560.00 W | 0.00 W | 0 % | C | 15 | Occupied | 14 | 93 % | 5.040 m² | Rack C15, Floor Position = C15 | 41 | 42 | 41 | 41 | 42 | 41
Room BDEN05 on Floor Ground Floor in Site CREATHORNE FARM - CABLE LANDING STATION | 560.00 W | 0.00 W | 0 % | C | 15 | Occupied | 14 | 93 % | 5.040 m² | Rack C2, Floor Position = C2 | 41 | 42 | 41 | 41 | 42 | 41
Room BDEN05 on Floor Ground Floor in Site CREATHORNE FARM - CABLE LANDING STATION | 560.00 W | 0.00 W | 0 % | C | 15 | Occupied | 14 | 93 % | 5.040 m² | Rack C3, Floor Position = C3 | 41 | 42 | 41 | 41 | 42 | 41
Room BDEN05 on Floor Ground Floor in Site CREATHORNE FARM - CABLE LANDING STATION | 560.00 W | 0.00 W | 0 % | C | 15 | Occupied | 14 | 93 % | 5.040 m² | Rack C4, Floor Position = C4 | 41 | 42 | 41 | 41 | 42 | 41
Room BDEN05 on Floor Ground Floor in Site CREATHORNE FARM - CABLE LANDING STATION | 560.00 W | 0.00 W | 0 % | C | 15 | Reserved | 0 | 0 % | 0.000 m²
Room BDEN05 on Floor Ground Floor in Site CREATHORNE FARM - CABLE LANDING STATION | 560.00 W | 0.00 W | 0 % | D | 15 | Free | 1 | 7 % | 0.360 m²
Room BDEN05 on Floor Ground Floor in Site CREATHORNE FARM - CABLE LANDING STATION | 560.00 W | 0.00 W | 0 % | D | 15 | Occupied | 14 | 93 % | 5.040 m² | Rack D2, Floor Position = D2 | 41 | 42 | 41 | 41 | 42 | 41
Room BDEN05 on Floor Ground Floor in Site CREATHORNE FARM - CABLE LANDING STATION | 560.00 W | 0.00 W | 0 % | D | 15 | Occupied | 14 | 93 % | 5.040 m² | Rack D3, Floor Position = D3 | 41 | 42 | 41 | 41 | 42 | 41
Room BDEN05 on Floor Ground Floor in Site CREATHORNE FARM - CABLE LANDING STATION | 560.00 W | 0.00 W | 0 % | D | 15 | Occupied | 14 | 93 % | 5.040 m² | Rack D4, Floor Position = D4 | 41 | 42 | 41 | 41 | 42 | 41
Room BDEN05 on Floor Ground Floor in Site CREATHORNE FARM - CABLE LANDING STATION | 560.00 W | 0.00 W | 0 % | D | 15 | Occupied | 14 | 93 % | 5.040 m² | Rack D5, Floor Position = D5 | 41 | 42 | 41 | 41 | 42 | 41
Room BDEN05 on Floor Ground Floor in Site CREATHORNE FARM - CABLE LANDING STATION | 560.00 W | 0.00 W | 0 % | D | 15 | Occupied | 14 | 93 % | 5.040 m² | Rack D12, Floor Position = D12 | 41 | 42 | 41 | 41 | 42 | 41
Room BDEN05 on Floor Ground Floor in Site CREATHORNE FARM - CABLE LANDING STATION | 560.00 W | 0.00 W | 0 % | D | 15 | Occupied | 14 | 93 % | 5.040 m² | Rack D13, Floor Position = D13 | 41 | 42 | 41 | 41 | 42 | 41
Room BDEN05 on Floor Ground Floor in Site CREATHORNE FARM - CABLE LANDING STATION | 560.00 W | 0.00 W | 0 % | D | 15 | Occupied | 14 | 93 % | 5.040 m² | Rack D14, Floor Position = D14 | 41 | 42 | 41 | 41 | 42 | 41
Room BDEN05 on Floor Ground Floor in Site CREATHORNE FARM - CABLE LANDING STATION | 560.00 W | 0.00 W | 0 % | D | 15 | Occupied | 14 | 93 % | 5.040 m² | Rack D15, Floor Position = D15 | 41 | 42 | 41 | 41 | 42 | 41
Room BDEN05 on Floor Ground Floor in Site CREATHORNE FARM - CABLE LANDING STATION | 560.00 W | 0.00 W | 0 % | D | 15 | Occupied | 14 | 93 % | 5.040 m² | Rack D8, Floor Position = D8 | 41 | 42 | 41 | 41 | 42 | 41
Room BDEN05 on Floor Ground Floor in Site CREATHORNE FARM - CABLE LANDING STATION | 560.00 W | 0.00 W | 0 % | D | 15 | Occupied | 14 | 93 % | 5.040 m² | Rack D10, Floor Position = D10 | 41 | 42 | 41 | 41 | 42 | 41
Room BDEN05 on Floor Ground Floor in Site CREATHORNE FARM - CABLE LANDING STATION | 560.00 W | 0.00 W | 0 % | D | 15 | Occupied | 14 | 93 % | 5.040 m² | Rack D9, Floor Position = D9 | 41 | 42 | 41 | 41 | 42 | 41
Room BDEN05 on Floor Ground Floor in Site CREATHORNE FARM - CABLE LANDING STATION | 560.00 W | 0.00 W | 0 % | D | 15 | Occupied | 14 | 93 % | 5.040 m² | Rack D11, Floor Position = D11 | 41 | 42 | 41 | 41 | 42 | 41
Room BDEN05 on Floor Ground Floor in Site CREATHORNE FARM - CABLE LANDING STATION | 560.00 W | 0.00 W | 0 % | D | 15 | Occupied | 14 | 93 % | 5.040 m² | Rack D6, Floor Position = D6 | 41 | 42 | 41 | 41 | 42 | 41
Room BDEN05 on Floor Ground Floor in Site CREATHORNE FARM - CABLE LANDING STATION | 560.00 W | 0.00 W | 0 % | D | 15 | Occupied | 14 | 93 % | 5.040 m² | Rack D7, Floor Position = D7 | 41 | 42 | 41 | 41 | 42 | 41
Room BDEN05 on Floor Ground Floor in Site CREATHORNE FARM - CABLE LANDING STATION | 560.00 W | 0.00 W | 0 % | D | 15 | Reserved | 0 | 0 % | 0.000 m²
Room BDEN05 on Floor Ground Floor in Site CREATHORNE FARM - CABLE LANDING STATION | 560.00 W | 0.00 W | 0 % | E | 15 | Free | 0 | 0 % | -0.000 m²
Room BDEN05 on Floor Ground Floor in Site CREATHORNE FARM - CABLE LANDING STATION | 560.00 W | 0.00 W | 0 % | E | 15 | Occupied | 15 | 100 % | 5.400 m² | Rack E0, Floor Position = E0 | 47 | 47 | 47 | 47 | 47 | 47
Room BDEN05 on Floor Ground Floor in Site CREATHORNE FARM - CABLE LANDING STATION | 560.00 W | 0.00 W | 0 % | E | 15 | Occupied | 15 | 100 % | 5.400 m² | Rack E3, Floor Position = E3 | 41 | 42 | 41 | 41 | 42 | 41
Room BDEN05 on Floor Ground Floor in Site CREATHORNE FARM - CABLE LANDING STATION | 560.00 W | 0.00 W | 0 % | E | 15 | Occupied | 15 | 100 % | 5.400 m² | Rack E4, Floor Position = E4 | 41 | 42 | 41 | 41 | 42 | 41
Room BDEN05 on Floor Ground Floor in Site CREATHORNE FARM - CABLE LANDING STATION | 560.00 W | 0.00 W | 0 % | E | 15 | Occupied | 15 | 100 % | 5.400 m² | Rack E5, Floor Position = E5 | 41 | 42 | 41 | 41 | 42 | 41
Room BDEN05 on Floor Ground Floor in Site CREATHORNE FARM - CABLE LANDING STATION | 560.00 W | 0.00 W | 0 % | E | 15 | Occupied | 15 | 100 % | 5.400 m² | Rack E2, Floor Position = E2 | 41 | 42 | 41 | 41 | 42 | 41
Room BDEN05 on Floor Ground Floor in Site CREATHORNE FARM - CABLE LANDING STATION | 560.00 W | 0.00 W | 0 % | E | 15 | Occupied | 15 | 100 % | 5.400 m² | Rack E14, Floor Position = E14 | 41 | 42 | 41 | 41 | 42 | 41
Room BDEN05 on Floor Ground Floor in Site CREATHORNE FARM - CABLE LANDING STATION | 560.00 W | 0.00 W | 0 % | E | 15 | Occupied | 15 | 100 % | 5.400 m² | Rack E12, Floor Position = E12 | 41 | 42 | 41 | 41 | 42 | 41
Room BDEN05 on Floor Ground Floor in Site CREATHORNE FARM - CABLE LANDING STATION | 560.00 W | 0.00 W | 0 % | E | 15 | Occupied | 15 | 100 % | 5.400 m² | Rack E13, Floor Position = E13 | 41 | 42 | 41 | 41 | 42 | 41
Room BDEN05 on Floor Ground Floor in Site CREATHORNE FARM - CABLE LANDING STATION | 560.00 W | 0.00 W | 0 % | E | 15 | Occupied | 15 | 100 % | 5.400 m² | Rack E15, Floor Position = E15 | 41 | 42 | 41 | 41 | 42 | 41
Room BDEN05 on Floor Ground Floor in Site CREATHORNE FARM - CABLE LANDING STATION | 560.00 W | 0.00 W | 0 % | E | 15 | Occupied | 15 | 100 % | 5.400 m² | Rack E10, Floor Position = E10 | 41 | 42 | 41 | 41 | 42 | 41
Room BDEN05 on Floor Ground Floor in Site CREATHORNE FARM - CABLE LANDING STATION | 560.00 W | 0.00 W | 0 % | E | 15 | Occupied | 15 | 100 % | 5.400 m² | Rack E6, Floor Position = E6 | 41 | 42 | 41 | 41 | 42 | 41
Room BDEN05 on Floor Ground Floor in Site CREATHORNE FARM - CABLE LANDING STATION | 560.00 W | 0.00 W | 0 % | E | 15 | Occupied | 15 | 100 % | 5.400 m² | Rack E7, Floor Position = E7 | 41 | 42 | 41 | 41 | 42 | 41
Room BDEN05 on Floor Ground Floor in Site CREATHORNE FARM - CABLE LANDING STATION | 560.00 W | 0.00 W | 0 % | E | 15 | Occupied | 15 | 100 % | 5.400 m² | Rack E8, Floor Position = E8 | 41 | 42 | 41 | 41 | 42 | 41
Room BDEN05 on Floor Ground Floor in Site CREATHORNE FARM - CABLE LANDING STATION | 560.00 W | 0.00 W | 0 % | E | 15 | Occupied | 15 | 100 % | 5.400 m² | Rack E9, Floor Position = E9 | 41 | 42 | 41 | 41 | 42 | 41
Room BDEN05 on Floor Ground Floor in Site CREATHORNE FARM - CABLE LANDING STATION | 560.00 W | 0.00 W | 0 % | E | 15 | Occupied | 15 | 100 % | 5.400 m² | Rack E11, Floor Position = E11 | 41 | 42 | 41 | 41 | 42 | 41
Room BDEN05 on Floor Ground Floor in Site CREATHORNE FARM - CABLE LANDING STATION | 560.00 W | 0.00 W | 0 % | E | 15 | Reserved | 0 | 0 % | 0.000 m²
Room BDEN05 on Floor Ground Floor in Site CREATHORNE FARM - CABLE LANDING STATION | 560.00 W | 0.00 W | 0 % | [6 empty] | Rack B1, Floor Position = B1 | 42 | 42 | 42 | 42 | 42 | 42
Room BDEN05 on Floor Ground Floor in Site CREATHORNE FARM - CABLE LANDING STATION | 560.00 W | 0.00 W | 0 % | [6 empty] | ODF BDEN05, Floor Position = unset | 4 | 4 | 4 | 4 | 4 | 4
Room BDEN05 on Floor Ground Floor in Site CREATHORNE FARM - CABLE LANDING STATION | 560.00 W | 0.00 W | 0 % | [6 empty] | Rack E1, Floor Position = E1 | 42 | 42 | 42 | 42 | 42 | 42
Room BDEN06 on Floor Ground Floor in Site CREATHORNE FARM - CABLE LANDING STATION | 68999.00 W | 85815.00 W | 80 % | A | 4 | Free | 0 | 38 % | 0.720 m²
Room BDEN06 on Floor Ground Floor in Site CREATHORNE FARM - CABLE LANDING STATION | 68999.00 W | 85815.00 W | 80 % | A | 4 | Occupied | 4 | 62 % | 1.200 m² | Rack A1, Floor Position = A1 | 5 | 47 | 5 | 5 | 47 | 5
Room BDEN06 on Floor Ground Floor in Site CREATHORNE FARM - CABLE LANDING STATION | 68999.00 W | 85815.00 W | 80 % | A | 4 | Occupied | 4 | 62 % | 1.200 m² | Rack A4, Floor Position = B04 | 20 | 24 | 19 | 20 | 24 | 19
Room BDEN06 on Floor Ground Floor in Site CREATHORNE FARM - CABLE LANDING STATION | 68999.00 W | 85815.00 W | 80 % | A | 4 | Occupied | 4 | 62 % | 1.200 m² | Rack A3, Floor Position = A03 | 12 | 42 | 12 | 3 | 42 | 3
Room BDEN06 on Floor Ground Floor in Site CREATHORNE FARM - CABLE LANDING STATION | 68999.00 W | 85815.00 W | 80 % | A | 4 | Occupied | 4 | 62 % | 1.200 m² | Rack A8, Floor Position = A8 | 8 | 39 | 6 | 3 | 35 | 1
Room BDEN06 on Floor Ground Floor in Site CREATHORNE FARM - CABLE LANDING STATION | 68999.00 W | 85815.00 W | 80 % | A | 4 | Reserved | 0 | 0 % | 0.000 m²
Room BDEN06 on Floor Ground Floor in Site CREATHORNE FARM - CABLE LANDING STATION | 68999.00 W | 85815.00 W | 80 % | B | 4 | Free | 0 | 44 % | 0.842 m²
Room BDEN06 on Floor Ground Floor in Site CREATHORNE FARM - CABLE LANDING STATION | 68999.00 W | 85815.00 W | 80 % | B | 4 | Occupied | 4 | 56 % | 1.078 m² | Rack A1, Floor Position = A1 | 5 | 47 | 5 | 5 | 47 | 5
Room BDEN06 on Floor Ground Floor in Site CREATHORNE FARM - CABLE LANDING STATION | 68999.00 W | 85815.00 W | 80 % | B | 4 | Occupied | 4 | 56 % | 1.078 m² | Rack A4, Floor Position = B04 | 20 | 24 | 19 | 20 | 24 | 19
Room BDEN06 on Floor Ground Floor in Site CREATHORNE FARM - CABLE LANDING STATION | 68999.00 W | 85815.00 W | 80 % | B | 4 | Occupied | 4 | 56 % | 1.078 m² | Rack A3, Floor Position = A03 | 12 | 42 | 12 | 3 | 42 | 3
Room BDEN06 on Floor Ground Floor in Site CREATHORNE FARM - CABLE LANDING STATION | 68999.00 W | 85815.00 W | 80 % | B | 4 | Occupied | 4 | 56 % | 1.078 m² | Rack A8, Floor Position = A8 | 8 | 39 | 6 | 3 | 35 | 1
Room BDEN06 on Floor Ground Floor in Site CREATHORNE FARM - CABLE LANDING STATION | 68999.00 W | 85815.00 W | 80 % | B | 4 | Reserved | 0 | 0 % | 0.000 m²
Room BDEN06 on Floor Ground Floor in Site CREATHORNE FARM - CABLE LANDING STATION | 68999.00 W | 85815.00 W | 80 % | C | 8 | Free | 6 | 69 % | 0.990 m²
Room BDEN06 on Floor Ground Floor in Site CREATHORNE FARM - CABLE LANDING STATION | 68999.00 W | 85815.00 W | 80 % | C | 8 | Occupied | 2 | 31 % | 0.450 m² | ODF C1, Floor Position = C1 | 44 | 44 | 44 | 44 | 44 | 44
Room BDEN06 on Floor Ground Floor in Site CREATHORNE FARM - CABLE LANDING STATION | 68999.00 W | 85815.00 W | 80 % | C | 8 | Occupied | 2 | 31 % | 0.450 m² | Rack D3, Floor Position = D3 | 0 | 28 | 0 | 0 | 28 | 0
Room BDEN06 on Floor Ground Floor in Site CREATHORNE FARM - CABLE LANDING STATION | 68999.00 W | 85815.00 W | 80 % | C | 8 | Reserved | 0 | 0 % | 0.000 m²
Room BDEN06 on Floor Ground Floor in Site CREATHORNE FARM - CABLE LANDING STATION | 68999.00 W | 85815.00 W | 80 % | D | 8 | Free | 7 | 88 % | 1.260 m²
Room BDEN06 on Floor Ground Floor in Site CREATHORNE FARM - CABLE LANDING STATION | 68999.00 W | 85815.00 W | 80 % | D | 8 | Occupied | 1 | 12 % | 0.180 m² | Rack D3, Floor Position = D3 | 0 | 28 | 0 | 0 | 28 | 0
Room BDEN06 on Floor Ground Floor in Site CREATHORNE FARM - CABLE LANDING STATION | 68999.00 W | 85815.00 W | 80 % | D | 8 | Reserved | 0 | 0 % | 0.000 m²
Room BDEN06 on Floor Ground Floor in Site CREATHORNE FARM - CABLE LANDING STATION | 68999.00 W | 85815.00 W | 80 % | E | 8 | Free | 4 | 50 % | 0.720 m²
Room BDEN06 on Floor Ground Floor in Site CREATHORNE FARM - CABLE LANDING STATION | 68999.00 W | 85815.00 W | 80 % | E | 8 | Occupied | 4 | 50 % | 0.720 m² | Rack E1, Floor Position = E1 | 22 | 46 | 22 | 18 | 46 | 18
Room BDEN06 on Floor Ground Floor in Site CREATHORNE FARM - CABLE LANDING STATION | 68999.00 W | 85815.00 W | 80 % | E | 8 | Occupied | 4 | 50 % | 0.720 m² | Rack E2, Floor Position = E2 | 6 | 46 | 6 | 2 | 46 | 2
Room BDEN06 on Floor Ground Floor in Site CREATHORNE FARM - CABLE LANDING STATION | 68999.00 W | 85815.00 W | 80 % | E | 8 | Occupied | 4 | 50 % | 0.720 m² | Rack E3, Floor Position = E3 | 0 | 46 | 0 | 0 | 46 | 0
Room BDEN06 on Floor Ground Floor in Site CREATHORNE FARM - CABLE LANDING STATION | 68999.00 W | 85815.00 W | 80 % | E | 8 | Occupied | 4 | 50 % | 0.720 m² | Rack E4, Floor Position = E4 | 0 | 46 | 0 | 0 | 46 | 0
Room BDEN06 on Floor Ground Floor in Site CREATHORNE FARM - CABLE LANDING STATION | 68999.00 W | 85815.00 W | 80 % | E | 8 | Reserved | 0 | 0 % | 0.000 m²
Room BDEN06 on Floor Ground Floor in Site CREATHORNE FARM - CABLE LANDING STATION | 68999.00 W | 85815.00 W | 80 % | F | 8 | Free | 5 | 62 % | 0.900 m²
Room BDEN06 on Floor Ground Floor in Site CREATHORNE FARM - CABLE LANDING STATION | 68999.00 W | 85815.00 W | 80 % | F | 8 | Occupied | 3 | 38 % | 0.540 m² | Rack F1, Floor Position = F1 | 42 | 44 | 42 | 42 | 44 | 42
Room BDEN06 on Floor Ground Floor in Site CREATHORNE FARM - CABLE LANDING STATION | 68999.00 W | 85815.00 W | 80 % | F | 8 | Occupied | 3 | 38 % | 0.540 m² | Rack F2, Floor Position = F2 | 10 | 46 | 10 | 6 | 46 | 6
Room BDEN06 on Floor Ground Floor in Site CREATHORNE FARM - CABLE LANDING STATION | 68999.00 W | 85815.00 W | 80 % | F | 8 | Occupied | 3 | 38 % | 0.540 m² | Rack F5, Floor Position = F5 | 4 | 46 | 4 | 2 | 46 | 2
Room BDEN06 on Floor Ground Floor in Site CREATHORNE FARM - CABLE LANDING STATION | 68999.00 W | 85815.00 W | 80 % | F | 8 | Reserved | 0 | 0 % | 0.000 m²
Room BDEN06 on Floor Ground Floor in Site CREATHORNE FARM - CABLE LANDING STATION | 68999.00 W | 85815.00 W | 80 % | G | 7 | Free | 2 | 40 % | 0.582 m²
Room BDEN06 on Floor Ground Floor in Site CREATHORNE FARM - CABLE LANDING STATION | 68999.00 W | 85815.00 W | 80 % | G | 7 | Occupied | 4 | 56 % | 0.810 m² | Rack G2, Floor Position = G2 | 42 | 45 | 42 | 42 | 45 | 42
Room BDEN06 on Floor Ground Floor in Site CREATHORNE FARM - CABLE LANDING STATION | 68999.00 W | 85815.00 W | 80 % | G | 7 | Occupied | 4 | 56 % | 0.810 m² | Rack G5, Floor Position = G5 | 42 | 45 | 42 | 42 | 45 | 42
Room BDEN06 on Floor Ground Floor in Site CREATHORNE FARM - CABLE LANDING STATION | 68999.00 W | 85815.00 W | 80 % | G | 7 | Occupied | 4 | 56 % | 0.810 m² | Rack G4, Floor Position = G4 | 42 | 45 | 42 | 42 | 45 | 42
Room BDEN06 on Floor Ground Floor in Site CREATHORNE FARM - CABLE LANDING STATION | 68999.00 W | 85815.00 W | 80 % | G | 7 | Occupied | 4 | 56 % | 0.810 m² | ODF G8, Floor Position = G8 | 46 | 46 | 46 | 46 | 46 | 46
Room BDEN06 on Floor Ground Floor in Site CREATHORNE FARM - CABLE LANDING STATION | 68999.00 W | 85815.00 W | 80 % | G | 7 | Reserved | 1 | 3 % | 0.048 m²
Room BDEN06 on Floor Ground Floor in Site CREATHORNE FARM - CABLE LANDING STATION | 68999.00 W | 85815.00 W | 80 % | H | 8 | Free | 3 | 38 % | 0.540 m²
Room BDEN06 on Floor Ground Floor in Site CREATHORNE FARM - CABLE LANDING STATION | 68999.00 W | 85815.00 W | 80 % | H | 8 | Occupied | 5 | 62 % | 0.900 m² | Rack G2, Floor Position = G2 | 42 | 45 | 42 | 42 | 45 | 42
Room BDEN06 on Floor Ground Floor in Site CREATHORNE FARM - CABLE LANDING STATION | 68999.00 W | 85815.00 W | 80 % | H | 8 | Occupied | 5 | 62 % | 0.900 m² | Rack H7, Floor Position = H7 | 20 | 44 | 20 | 20 | 44 | 20
Room BDEN06 on Floor Ground Floor in Site CREATHORNE FARM - CABLE LANDING STATION | 68999.00 W | 85815.00 W | 80 % | H | 8 | Occupied | 5 | 62 % | 0.900 m² | Rack G5, Floor Position = G5 | 42 | 45 | 42 | 42 | 45 | 42
Room BDEN06 on Floor Ground Floor in Site CREATHORNE FARM - CABLE LANDING STATION | 68999.00 W | 85815.00 W | 80 % | H | 8 | Occupied | 5 | 62 % | 0.900 m² | Rack G4, Floor Position = G4 | 42 | 45 | 42 | 42 | 45 | 42
Room BDEN06 on Floor Ground Floor in Site CREATHORNE FARM - CABLE LANDING STATION | 68999.00 W | 85815.00 W | 80 % | H | 8 | Occupied | 5 | 62 % | 0.900 m² | Rack H6, Floor Position = H6 | 20 | 44 | 20 | 20 | 44 | 20
Room BDEN06 on Floor Ground Floor in Site CREATHORNE FARM - CABLE LANDING STATION | 68999.00 W | 85815.00 W | 80 % | H | 8 | Reserved | 0 | 0 % | 0.000 m²
Room BDEN06 on Floor Ground Floor in Site CREATHORNE FARM - CABLE LANDING STATION | 68999.00 W | 85815.00 W | 80 % | J | 7 | Free | 5 | 69 % | 0.990 m²
Room BDEN06 on Floor Ground Floor in Site CREATHORNE FARM - CABLE LANDING STATION | 68999.00 W | 85815.00 W | 80 % | J | 7 | Occupied | 2 | 31 % | 0.450 m² | Rack J1, Floor Position = J1 | 5 | 47 | 5 | 5 | 47 | 5
Room BDEN06 on Floor Ground Floor in Site CREATHORNE FARM - CABLE LANDING STATION | 68999.00 W | 85815.00 W | 80 % | J | 7 | Occupied | 2 | 31 % | 0.450 m² | ODF J2, Floor Position = J2 | 25 | 44 | 25 | 20 | 44 | 20
Room BDEN06 on Floor Ground Floor in Site CREATHORNE FARM - CABLE LANDING STATION | 68999.00 W | 85815.00 W | 80 % | J | 7 | Reserved | 0 | 0 % | 0.000 m²
Room BDEN06 on Floor Ground Floor in Site CREATHORNE FARM - CABLE LANDING STATION | 68999.00 W | 85815.00 W | 80 % | K | 7 | Free | 5 | 69 % | 0.990 m²
Room BDEN06 on Floor Ground Floor in Site CREATHORNE FARM - CABLE LANDING STATION | 68999.00 W | 85815.00 W | 80 % | K | 7 | Occupied | 2 | 31 % | 0.450 m² | Rack J1, Floor Position = J1 | 5 | 47 | 5 | 5 | 47 | 5
Room BDEN06 on Floor Ground Floor in Site CREATHORNE FARM - CABLE LANDING STATION | 68999.00 W | 85815.00 W | 80 % | K | 7 | Occupied | 2 | 31 % | 0.450 m² | ODF K2, Floor Position = K2 | 44 | 44 | 44 | 44 | 44 | 44
Room BDEN06 on Floor Ground Floor in Site CREATHORNE FARM - CABLE LANDING STATION | 68999.00 W | 85815.00 W | 80 % | K | 7 | Reserved | 0 | 0 % | 0.000 m²
Room BDEN06 on Floor Ground Floor in Site CREATHORNE FARM - CABLE LANDING STATION | 68999.00 W | 85815.00 W | 80 % | L | 4 | Free | 0 | 25 % | 0.360 m²
Room BDEN06 on Floor Ground Floor in Site CREATHORNE FARM - CABLE LANDING STATION | 68999.00 W | 85815.00 W | 80 % | L | 4 | Occupied | 4 | 75 % | 1.080 m² | ODF L2, Floor Position = L2 | 44 | 44 | 44 | 44 | 44 | 44
Room BDEN06 on Floor Ground Floor in Site CREATHORNE FARM - CABLE LANDING STATION | 68999.00 W | 85815.00 W | 80 % | L | 4 | Occupied | 4 | 75 % | 1.080 m² | Rack L1, Floor Position = L1 | 44 | 44 | 44 | 44 | 44 | 44
Room BDEN06 on Floor Ground Floor in Site CREATHORNE FARM - CABLE LANDING STATION | 68999.00 W | 85815.00 W | 80 % | L | 4 | Occupied | 4 | 75 % | 1.080 m² | ODF L03, Floor Position = L3 | 39 | 44 | 39 | 39 | 44 | 39
Room BDEN06 on Floor Ground Floor in Site CREATHORNE FARM - CABLE LANDING STATION | 68999.00 W | 85815.00 W | 80 % | L | 4 | Occupied | 4 | 75 % | 1.080 m² | Rack L5, Floor Position = L5 | 44 | 44 | 44 | 44 | 44 | 44
Room BDEN06 on Floor Ground Floor in Site CREATHORNE FARM - CABLE LANDING STATION | 68999.00 W | 85815.00 W | 80 % | L | 4 | Reserved | 0 | 0 % | 0.000 m²
Room BDEN06 on Floor Ground Floor in Site CREATHORNE FARM - CABLE LANDING STATION | 68999.00 W | 85815.00 W | 80 % | M | 4 | Free | 0 | 25 % | 0.360 m²
Room BDEN06 on Floor Ground Floor in Site CREATHORNE FARM - CABLE LANDING STATION | 68999.00 W | 85815.00 W | 80 % | M | 4 | Occupied | 4 | 75 % | 1.080 m² | ODF M2, Floor Position = M2 | 44 | 44 | 44 | 44 | 44 | 44
Room BDEN06 on Floor Ground Floor in Site CREATHORNE FARM - CABLE LANDING STATION | 68999.00 W | 85815.00 W | 80 % | M | 4 | Occupied | 4 | 75 % | 1.080 m² | Rack L1, Floor Position = L1 | 44 | 44 | 44 | 44 | 44 | 44
Room BDEN06 on Floor Ground Floor in Site CREATHORNE FARM - CABLE LANDING STATION | 68999.00 W | 85815.00 W | 80 % | M | 4 | Occupied | 4 | 75 % | 1.080 m² | ODF M3, Floor Position = M3 | 44 | 44 | 44 | 44 | 44 | 44
Room BDEN06 on Floor Ground Floor in Site CREATHORNE FARM - CABLE LANDING STATION | 68999.00 W | 85815.00 W | 80 % | M | 4 | Occupied | 4 | 75 % | 1.080 m² | Rack L5, Floor Position = L5 | 44 | 44 | 44 | 44 | 44 | 44
Room BDEN06 on Floor Ground Floor in Site CREATHORNE FARM - CABLE LANDING STATION | 68999.00 W | 85815.00 W | 80 % | M | 4 | Reserved | 0 | 0 % | 0.000 m²
Room BDEN06 on Floor Ground Floor in Site CREATHORNE FARM - CABLE LANDING STATION | 68999.00 W | 85815.00 W | 80 % | N | 7 | Free | 2 | 31 % | 0.450 m²
Room BDEN06 on Floor Ground Floor in Site CREATHORNE FARM - CABLE LANDING STATION | 68999.00 W | 85815.00 W | 80 % | N | 7 | Occupied | 5 | 69 % | 0.990 m² | ODF N2, Floor Position = N2 | 44 | 44 | 44 | 44 | 44 | 44
Room BDEN06 on Floor Ground Floor in Site CREATHORNE FARM - CABLE LANDING STATION | 68999.00 W | 85815.00 W | 80 % | N | 7 | Occupied | 5 | 69 % | 0.990 m² | Rack N1, Floor Position = N1 | 44 | 46 | 44 | 44 | 46 | 44
Room BDEN06 on Floor Ground Floor in Site CREATHORNE FARM - CABLE LANDING STATION | 68999.00 W | 85815.00 W | 80 % | N | 7 | Occupied | 5 | 69 % | 0.990 m² | Rack N5, Floor Position = N5 | 44 | 47 | 44 | 44 | 47 | 44
Room BDEN06 on Floor Ground Floor in Site CREATHORNE FARM - CABLE LANDING STATION | 68999.00 W | 85815.00 W | 80 % | N | 7 | Occupied | 5 | 69 % | 0.990 m² | Rack N4, Floor Position = N4 | 44 | 47 | 44 | 44 | 47 | 44
Room BDEN06 on Floor Ground Floor in Site CREATHORNE FARM - CABLE LANDING STATION | 68999.00 W | 85815.00 W | 80 % | N | 7 | Occupied | 5 | 69 % | 0.990 m² | Rack N6, Floor Position = N6 | 42 | 47 | 42 | 42 | 47 | 42
Room BDEN06 on Floor Ground Floor in Site CREATHORNE FARM - CABLE LANDING STATION | 68999.00 W | 85815.00 W | 80 % | N | 7 | Reserved | 0 | 0 % | 0.000 m²
Room BDEN06 on Floor Ground Floor in Site CREATHORNE FARM - CABLE LANDING STATION | 68999.00 W | 85815.00 W | 80 % | P | 7 | Free | 1 | 13 % | 0.180 m²
Room BDEN06 on Floor Ground Floor in Site CREATHORNE FARM - CABLE LANDING STATION | 68999.00 W | 85815.00 W | 80 % | P | 7 | Occupied | 6 | 87 % | 1.260 m² | ODF P2, Floor Position = P2 | 44 | 44 | 44 | 44 | 44 | 44
Room BDEN06 on Floor Ground Floor in Site CREATHORNE FARM - CABLE LANDING STATION | 68999.00 W | 85815.00 W | 80 % | P | 7 | Occupied | 6 | 87 % | 1.260 m² | Rack N1, Floor Position = N1 | 44 | 46 | 44 | 44 | 46 | 44
Room BDEN06 on Floor Ground Floor in Site CREATHORNE FARM - CABLE LANDING STATION | 68999.00 W | 85815.00 W | 80 % | P | 7 | Occupied | 6 | 87 % | 1.260 m² | Rack N5, Floor Position = N5 | 44 | 47 | 44 | 44 | 47 | 44
Room BDEN06 on Floor Ground Floor in Site CREATHORNE FARM - CABLE LANDING STATION | 68999.00 W | 85815.00 W | 80 % | P | 7 | Occupied | 6 | 87 % | 1.260 m² | ODF P3, Floor Position = P3 | 36 | 44 | 36 | 36 | 44 | 36
Room BDEN06 on Floor Ground Floor in Site CREATHORNE FARM - CABLE LANDING STATION | 68999.00 W | 85815.00 W | 80 % | P | 7 | Occupied | 6 | 87 % | 1.260 m² | Rack N4, Floor Position = N4 | 44 | 47 | 44 | 44 | 47 | 44
Room BDEN06 on Floor Ground Floor in Site CREATHORNE FARM - CABLE LANDING STATION | 68999.00 W | 85815.00 W | 80 % | P | 7 | Occupied | 6 | 87 % | 1.260 m² | Rack N6, Floor Position = N6 | 42 | 47 | 42 | 42 | 47 | 42
Room BDEN06 on Floor Ground Floor in Site CREATHORNE FARM - CABLE LANDING STATION | 68999.00 W | 85815.00 W | 80 % | P | 7 | Reserved | 0 | 0 % | 0.000 m²
Room BDEN06 on Floor Ground Floor in Site CREATHORNE FARM - CABLE LANDING STATION | 68999.00 W | 85815.00 W | 80 % | Q | 7 | Free | 0 | 14 % | 0.205 m²
Room BDEN06 on Floor Ground Floor in Site CREATHORNE FARM - CABLE LANDING STATION | 68999.00 W | 85815.00 W | 80 % | Q | 7 | Occupied | 7 | 86 % | 1.235 m² | Rack Q1, Floor Position = Q1 | 5 | 47 | 5 | 5 | 47 | 5
Room BDEN06 on Floor Ground Floor in Site CREATHORNE FARM - CABLE LANDING STATION | 68999.00 W | 85815.00 W | 80 % | Q | 7 | Occupied | 7 | 86 % | 1.235 m² | Rack Q2, Floor Position = Q2 | 47 | 47 | 47 | 47 | 47 | 47
Room BDEN06 on Floor Ground Floor in Site CREATHORNE FARM - CABLE LANDING STATION | 68999.00 W | 85815.00 W | 80 % | Q | 7 | Occupied | 7 | 86 % | 1.235 m² | Rack Q6, Floor Position = Q6 | 4 | 32 | 0 | 4 | 20 | 0
Room BDEN06 on Floor Ground Floor in Site CREATHORNE FARM - CABLE LANDING STATION | 68999.00 W | 85815.00 W | 80 % | Q | 7 | Occupied | 7 | 86 % | 1.235 m² | Rack Q3, Floor Position = Q3 | 40 | 44 | 40 | 25 | 44 | 25
Room BDEN06 on Floor Ground Floor in Site CREATHORNE FARM - CABLE LANDING STATION | 68999.00 W | 85815.00 W | 80 % | Q | 7 | Occupied | 7 | 86 % | 1.235 m² | Rack Q4, Floor Position = Q4 | 42 | 42 | 42 | 42 | 42 | 42
Room BDEN06 on Floor Ground Floor in Site CREATHORNE FARM - CABLE LANDING STATION | 68999.00 W | 85815.00 W | 80 % | Q | 7 | Occupied | 7 | 86 % | 1.235 m² | Rack Q5, Floor Position = Q5 | 42 | 42 | 42 | 42 | 42 | 42
Room BDEN06 on Floor Ground Floor in Site CREATHORNE FARM - CABLE LANDING STATION | 68999.00 W | 85815.00 W | 80 % | Q | 7 | Occupied | 7 | 86 % | 1.235 m² | Rack Q7, Floor Position = Q7 | 17 | 45 | 17 | 7 | 31 | 7
Room BDEN06 on Floor Ground Floor in Site CREATHORNE FARM - CABLE LANDING STATION | 68999.00 W | 85815.00 W | 80 % | Q | 7 | Reserved | 0 | 0 % | 0.000 m²
Room BDEN06 on Floor Ground Floor in Site CREATHORNE FARM - CABLE LANDING STATION | 68999.00 W | 85815.00 W | 80 % | R | 7 | Free | 0 | 18 % | 0.265 m²
Room BDEN06 on Floor Ground Floor in Site CREATHORNE FARM - CABLE LANDING STATION | 68999.00 W | 85815.00 W | 80 % | R | 7 | Occupied | 7 | 82 % | 1.175 m² | Rack Q1, Floor Position = Q1 | 5 | 47 | 5 | 5 | 47 | 5
Room BDEN06 on Floor Ground Floor in Site CREATHORNE FARM - CABLE LANDING STATION | 68999.00 W | 85815.00 W | 80 % | R | 7 | Occupied | 7 | 82 % | 1.175 m² | Rack R2, Floor Position = R2 | 47 | 47 | 47 | 47 | 47 | 47
Room BDEN06 on Floor Ground Floor in Site CREATHORNE FARM - CABLE LANDING STATION | 68999.00 W | 85815.00 W | 80 % | R | 7 | Occupied | 7 | 82 % | 1.175 m² | Rack Q6, Floor Position = Q6 | 4 | 32 | 0 | 4 | 20 | 0
Room BDEN06 on Floor Ground Floor in Site CREATHORNE FARM - CABLE LANDING STATION | 68999.00 W | 85815.00 W | 80 % | R | 7 | Occupied | 7 | 82 % | 1.175 m² | Rack Q4, Floor Position = Q4 | 42 | 42 | 42 | 42 | 42 | 42
Room BDEN06 on Floor Ground Floor in Site CREATHORNE FARM - CABLE LANDING STATION | 68999.00 W | 85815.00 W | 80 % | R | 7 | Occupied | 7 | 82 % | 1.175 m² | Rack R3, Floor Position = R3 | 41 | 44 | 41 | 41 | 44 | 41
Room BDEN06 on Floor Ground Floor in Site CREATHORNE FARM - CABLE LANDING STATION | 68999.00 W | 85815.00 W | 80 % | R | 7 | Occupied | 7 | 82 % | 1.175 m² | Rack Q5, Floor Position = Q5 | 42 | 42 | 42 | 42 | 42 | 42
Room BDEN06 on Floor Ground Floor in Site CREATHORNE FARM - CABLE LANDING STATION | 68999.00 W | 85815.00 W | 80 % | R | 7 | Occupied | 7 | 82 % | 1.175 m² | Rack Q7, Floor Position = Q7 | 17 | 45 | 17 | 7 | 31 | 7
Room BDEN06 on Floor Ground Floor in Site CREATHORNE FARM - CABLE LANDING STATION | 68999.00 W | 85815.00 W | 80 % | R | 7 | Reserved | 0 | 0 % | 0.000 m²
Room BDEN06 on Floor Ground Floor in Site CREATHORNE FARM - CABLE LANDING STATION | 68999.00 W | 85815.00 W | 80 % | [6 empty] | Rack BDEN06;DC SYS01, Floor Position = Temp Mig | 18 | 46 | 18 | 17 | 25 | 17
Room BDEN07 on Floor Ground Floor in Site CREATHORNE FARM - CABLE LANDING STATION | 120441.26 W | 0.00 W | 0 % | A | 8 | Free | 1 | 13 % | 0.360 m²
Room BDEN07 on Floor Ground Floor in Site CREATHORNE FARM - CABLE LANDING STATION | 120441.26 W | 0.00 W | 0 % | A | 8 | Occupied | 7 | 87 % | 2.520 m² | Rack A7, Floor Position = A7 | 37 | 42 | 37 | 37 | 42 | 37
Room BDEN07 on Floor Ground Floor in Site CREATHORNE FARM - CABLE LANDING STATION | 120441.26 W | 0.00 W | 0 % | A | 8 | Occupied | 7 | 87 % | 2.520 m² | Rack A1, Floor Position = A1 | 37 | 42 | 37 | 37 | 42 | 37
Room BDEN07 on Floor Ground Floor in Site CREATHORNE FARM - CABLE LANDING STATION | 120441.26 W | 0.00 W | 0 % | A | 8 | Occupied | 7 | 87 % | 2.520 m² | Rack A2, Floor Position = A2 | 37 | 42 | 37 | 37 | 42 | 37
Room BDEN07 on Floor Ground Floor in Site CREATHORNE FARM - CABLE LANDING STATION | 120441.26 W | 0.00 W | 0 % | A | 8 | Occupied | 7 | 87 % | 2.520 m² | Rack A3, Floor Position = A3 | 37 | 42 | 37 | 37 | 42 | 37
Room BDEN07 on Floor Ground Floor in Site CREATHORNE FARM - CABLE LANDING STATION | 120441.26 W | 0.00 W | 0 % | A | 8 | Occupied | 7 | 87 % | 2.520 m² | Rack A4, Floor Position = A4 | 37 | 42 | 37 | 37 | 42 | 37
Room BDEN07 on Floor Ground Floor in Site CREATHORNE FARM - CABLE LANDING STATION | 120441.26 W | 0.00 W | 0 % | A | 8 | Occupied | 7 | 87 % | 2.520 m² | Rack A5, Floor Position = A5 | 37 | 42 | 37 | 37 | 42 | 37
Room BDEN07 on Floor Ground Floor in Site CREATHORNE FARM - CABLE LANDING STATION | 120441.26 W | 0.00 W | 0 % | A | 8 | Occupied | 7 | 87 % | 2.520 m² | Rack A6, Floor Position = A6 | 37 | 42 | 37 | 37 | 42 | 37
Room BDEN07 on Floor Ground Floor in Site CREATHORNE FARM - CABLE LANDING STATION | 120441.26 W | 0.00 W | 0 % | A | 8 | Reserved | 0 | 0 % | 0.000 m²
Room BDEN07 on Floor Ground Floor in Site CREATHORNE FARM - CABLE LANDING STATION | 120441.26 W | 0.00 W | 0 % | B | 10 | Free | 0 | 0 % | 0.000 m²
Room BDEN07 on Floor Ground Floor in Site CREATHORNE FARM - CABLE LANDING STATION | 120441.26 W | 0.00 W | 0 % | B | 10 | Occupied | 10 | 100 % | 3.600 m² | Rack B10, Floor Position = B10 | 47 | 47 | 47 | 47 | 47 | 47
Room BDEN07 on Floor Ground Floor in Site CREATHORNE FARM - CABLE LANDING STATION | 120441.26 W | 0.00 W | 0 % | B | 10 | Occupied | 10 | 100 % | 3.600 m² | Rack B8, Floor Position = B8 | 47 | 47 | 47 | 47 | 47 | 47
Room BDEN07 on Floor Ground Floor in Site CREATHORNE FARM - CABLE LANDING STATION | 120441.26 W | 0.00 W | 0 % | B | 10 | Occupied | 10 | 100 % | 3.600 m² | Rack B7, Floor Position = B7 | 47 | 47 | 47 | 47 | 47 | 47
Room BDEN07 on Floor Ground Floor in Site CREATHORNE FARM - CABLE LANDING STATION | 120441.26 W | 0.00 W | 0 % | B | 10 | Occupied | 10 | 100 % | 3.600 m² | Rack B9, Floor Position = B9 | 47 | 47 | 47 | 47 | 47 | 47
Room BDEN07 on Floor Ground Floor in Site CREATHORNE FARM - CABLE LANDING STATION | 120441.26 W | 0.00 W | 0 % | B | 10 | Occupied | 10 | 100 % | 3.600 m² | Rack B1, Floor Position = B1 | 39 | 42 | 39 | 39 | 42 | 39
Room BDEN07 on Floor Ground Floor in Site CREATHORNE FARM - CABLE LANDING STATION | 120441.26 W | 0.00 W | 0 % | B | 10 | Occupied | 10 | 100 % | 3.600 m² | Rack B2, Floor Position = B2 | 39 | 42 | 39 | 39 | 42 | 39
Room BDEN07 on Floor Ground Floor in Site CREATHORNE FARM - CABLE LANDING STATION | 120441.26 W | 0.00 W | 0 % | B | 10 | Occupied | 10 | 100 % | 3.600 m² | Rack B3, Floor Position = B3 | 39 | 42 | 39 | 39 | 42 | 39
Room BDEN07 on Floor Ground Floor in Site CREATHORNE FARM - CABLE LANDING STATION | 120441.26 W | 0.00 W | 0 % | B | 10 | Occupied | 10 | 100 % | 3.600 m² | Rack B4, Floor Position = B4 | 32 | 42 | 32 | 30 | 42 | 30
Room BDEN07 on Floor Ground Floor in Site CREATHORNE FARM - CABLE LANDING STATION | 120441.26 W | 0.00 W | 0 % | B | 10 | Occupied | 10 | 100 % | 3.600 m² | Rack B5, Floor Position = B5 | 39 | 42 | 39 | 39 | 42 | 39
Room BDEN07 on Floor Ground Floor in Site CREATHORNE FARM - CABLE LANDING STATION | 120441.26 W | 0.00 W | 0 % | B | 10 | Occupied | 10 | 100 % | 3.600 m² | Rack B6, Floor Position = B6 | 47 | 47 | 47 | 47 | 47 | 47
Room BDEN07 on Floor Ground Floor in Site CREATHORNE FARM - CABLE LANDING STATION | 120441.26 W | 0.00 W | 0 % | B | 10 | Reserved | 0 | 0 % | 0.000 m²
Room BDEN07 on Floor Ground Floor in Site CREATHORNE FARM - CABLE LANDING STATION | 120441.26 W | 0.00 W | 0 % | C | 7 | Free | 3 | 43 % | 1.080 m²
Room BDEN07 on Floor Ground Floor in Site CREATHORNE FARM - CABLE LANDING STATION | 120441.26 W | 0.00 W | 0 % | C | 7 | Occupied | 4 | 57 % | 1.440 m² | Rack C4, Floor Position = C4 | 47 | 47 | 47 | 47 | 47 | 47
Room BDEN07 on Floor Ground Floor in Site CREATHORNE FARM - CABLE LANDING STATION | 120441.26 W | 0.00 W | 0 % | C | 7 | Occupied | 4 | 57 % | 1.440 m² | Rack C3, Floor Position = C3 | 47 | 47 | 47 | 47 | 47 | 47
Room BDEN07 on Floor Ground Floor in Site CREATHORNE FARM - CABLE LANDING STATION | 120441.26 W | 0.00 W | 0 % | C | 7 | Occupied | 4 | 57 % | 1.440 m² | Rack C1, Floor Position = C1 | 47 | 47 | 47 | 47 | 47 | 47
Room BDEN07 on Floor Ground Floor in Site CREATHORNE FARM - CABLE LANDING STATION | 120441.26 W | 0.00 W | 0 % | C | 7 | Occupied | 4 | 57 % | 1.440 m² | Rack C2, Floor Position = C2 | 47 | 47 | 47 | 47 | 47 | 47
Room BDEN07 on Floor Ground Floor in Site CREATHORNE FARM - CABLE LANDING STATION | 120441.26 W | 0.00 W | 0 % | C | 7 | Reserved | 0 | 0 % | 0.000 m²
Room BDEN07 on Floor Ground Floor in Site CREATHORNE FARM - CABLE LANDING STATION | 120441.26 W | 0.00 W | 0 % | D | 10 | Free | 10 | 100 % | 3.600 m²
Room BDEN07 on Floor Ground Floor in Site CREATHORNE FARM - CABLE LANDING STATION | 120441.26 W | 0.00 W | 0 % | D | 10 | Occupied | 0 | 0 % | 0.000 m²
Room BDEN07 on Floor Ground Floor in Site CREATHORNE FARM - CABLE LANDING STATION | 120441.26 W | 0.00 W | 0 % | D | 10 | Reserved | 0 | 0 % | 0.000 m²
Room BDEN07 on Floor Ground Floor in Site CREATHORNE FARM - CABLE LANDING STATION | 120441.26 W | 0.00 W | 0 % | E | 10 | Free | 10 | 100 % | 3.600 m²
Room BDEN07 on Floor Ground Floor in Site CREATHORNE FARM - CABLE LANDING STATION | 120441.26 W | 0.00 W | 0 % | E | 10 | Occupied | 0 | 0 % | 0.000 m²
Room BDEN07 on Floor Ground Floor in Site CREATHORNE FARM - CABLE LANDING STATION | 120441.26 W | 0.00 W | 0 % | E | 10 | Reserved | 0 | 0 % | 0.000 m²
Room BDEN07 on Floor Ground Floor in Site CREATHORNE FARM - CABLE LANDING STATION | 120441.26 W | 0.00 W | 0 % | F | 10 | Free | 10 | 100 % | 3.600 m²
Room BDEN07 on Floor Ground Floor in Site CREATHORNE FARM - CABLE LANDING STATION | 120441.26 W | 0.00 W | 0 % | F | 10 | Occupied | 0 | 0 % | 0.000 m²
Room BDEN07 on Floor Ground Floor in Site CREATHORNE FARM - CABLE LANDING STATION | 120441.26 W | 0.00 W | 0 % | F | 10 | Reserved | 0 | 0 % | 0.000 m²
Room BDEN07 on Floor Ground Floor in Site CREATHORNE FARM - CABLE LANDING STATION | 120441.26 W | 0.00 W | 0 % | G | 2 | Free | 0 | 20 % | 0.360 m²
Room BDEN07 on Floor Ground Floor in Site CREATHORNE FARM - CABLE LANDING STATION | 120441.26 W | 0.00 W | 0 % | G | 2 | Occupied | 2 | 80 % | 1.440 m² | Rack G1, Floor Position = G01 | 0 | 47 | 0 | 0 | 47 | 0
Room BDEN07 on Floor Ground Floor in Site CREATHORNE FARM - CABLE LANDING STATION | 120441.26 W | 0.00 W | 0 % | G | 2 | Occupied | 2 | 80 % | 1.440 m² | Rack G4, Floor Position = G04 | 0 | 47 | 0 | 0 | 47 | 0
Room BDEN07 on Floor Ground Floor in Site CREATHORNE FARM - CABLE LANDING STATION | 120441.26 W | 0.00 W | 0 % | G | 2 | Reserved | 0 | 0 % | 0.000 m²
Room BDEN07 on Floor Ground Floor in Site CREATHORNE FARM - CABLE LANDING STATION | 120441.26 W | 0.00 W | 0 % | H | 3 | Free | 0 | 63 % | 1.360 m²
Room BDEN07 on Floor Ground Floor in Site CREATHORNE FARM - CABLE LANDING STATION | 120441.26 W | 0.00 W | 0 % | H | 3 | Occupied | 3 | 37 % | 0.810 m² | ODF Amitie ODF - BDEN07 North, Floor Position = H3 | 29 | 47 | 29 | 20 | 47 | 20
Room BDEN07 on Floor Ground Floor in Site CREATHORNE FARM - CABLE LANDING STATION | 120441.26 W | 0.00 W | 0 % | H | 3 | Occupied | 3 | 37 % | 0.810 m² | ODF H2, Floor Position = H2 | 47 | 47 | 47 | 47 | 47 | 47
Room BDEN07 on Floor Ground Floor in Site CREATHORNE FARM - CABLE LANDING STATION | 120441.26 W | 0.00 W | 0 % | H | 3 | Occupied | 3 | 37 % | 0.810 m² | ODF Amitie ODF - BDEN07 South, Floor Position = H1 | 29 | 47 | 29 | 20 | 47 | 20
Room BDEN07 on Floor Ground Floor in Site CREATHORNE FARM - CABLE LANDING STATION | 120441.26 W | 0.00 W | 0 % | H | 3 | Reserved | 0 | 0 % | 0.000 m²
Room BDEN07 on Floor Ground Floor in Site CREATHORNE FARM - CABLE LANDING STATION | 120441.26 W | 0.00 W | 0 % | [6 empty] | Rack BDEN07&8 DC SYS8A, Floor Position = Temp Mig | 8 | 46 | 8 | 8 | 25 | 8
Room BDEN07 on Floor Ground Floor in Site CREATHORNE FARM - CABLE LANDING STATION | 120441.26 W | 0.00 W | 0 % | [6 empty] | Rack BDEN07&8 DC SYSB, Floor Position = Temp Mig | 9 | 46 | 9 | 8 | 25 | 8
Room BDEN08 on Floor Ground Floor in Site CREATHORNE FARM - CABLE LANDING STATION | 0.00 W | 0.00 W | 0 % | A | 0 | Free | 0 | 100 % | 2.520 m²
Room BDEN08 on Floor Ground Floor in Site CREATHORNE FARM - CABLE LANDING STATION | 0.00 W | 0.00 W | 0 % | A | 0 | Occupied | 0 | 0 % | 0.000 m²
Room BDEN08 on Floor Ground Floor in Site CREATHORNE FARM - CABLE LANDING STATION | 0.00 W | 0.00 W | 0 % | A | 0 | Reserved | 0 | 0 % | 0.000 m²
Room BDEN08 on Floor Ground Floor in Site CREATHORNE FARM - CABLE LANDING STATION | 0.00 W | 0.00 W | 0 % | B | 0 | Free | 0 | 100 % | 2.520 m²
Room BDEN08 on Floor Ground Floor in Site CREATHORNE FARM - CABLE LANDING STATION | 0.00 W | 0.00 W | 0 % | B | 0 | Occupied | 0 | 0 % | 0.000 m²
Room BDEN08 on Floor Ground Floor in Site CREATHORNE FARM - CABLE LANDING STATION | 0.00 W | 0.00 W | 0 % | B | 0 | Reserved | 0 | 0 % | 0.000 m²
Room BDEN08 on Floor Ground Floor in Site CREATHORNE FARM - CABLE LANDING STATION | 0.00 W | 0.00 W | 0 % | C | 0 | Free | 0 | 100 % | 2.520 m²
Room BDEN08 on Floor Ground Floor in Site CREATHORNE FARM - CABLE LANDING STATION | 0.00 W | 0.00 W | 0 % | C | 0 | Occupied | 0 | 0 % | 0.000 m²
Room BDEN08 on Floor Ground Floor in Site CREATHORNE FARM - CABLE LANDING STATION | 0.00 W | 0.00 W | 0 % | C | 0 | Reserved | 0 | 0 % | 0.000 m²
Room BDEN08 on Floor Ground Floor in Site CREATHORNE FARM - CABLE LANDING STATION | 0.00 W | 0.00 W | 0 % | D | 0 | Free | 0 | 100 % | 2.520 m²
Room BDEN08 on Floor Ground Floor in Site CREATHORNE FARM - CABLE LANDING STATION | 0.00 W | 0.00 W | 0 % | D | 0 | Occupied | 0 | 0 % | 0.000 m²
Room BDEN08 on Floor Ground Floor in Site CREATHORNE FARM - CABLE LANDING STATION | 0.00 W | 0.00 W | 0 % | D | 0 | Reserved | 0 | 0 % | 0.000 m²
Room BDEN08 on Floor Ground Floor in Site CREATHORNE FARM - CABLE LANDING STATION | 0.00 W | 0.00 W | 0 % | E | 7 | Free | 0 | 0 % | 0.000 m²
Room BDEN08 on Floor Ground Floor in Site CREATHORNE FARM - CABLE LANDING STATION | 0.00 W | 0.00 W | 0 % | E | 7 | Occupied | 7 | 100 % | 2.520 m² | Rack E6, Floor Position = E6 | 42 | 42 | 42 | 42 | 42 | 42
Room BDEN08 on Floor Ground Floor in Site CREATHORNE FARM - CABLE LANDING STATION | 0.00 W | 0.00 W | 0 % | E | 7 | Occupied | 7 | 100 % | 2.520 m² | Rack E7, Floor Position = E7 | 42 | 42 | 42 | 42 | 42 | 42
Room BDEN08 on Floor Ground Floor in Site CREATHORNE FARM - CABLE LANDING STATION | 0.00 W | 0.00 W | 0 % | E | 7 | Occupied | 7 | 100 % | 2.520 m² | Rack E5, Floor Position = E5 | 42 | 42 | 42 | 42 | 42 | 42
Room BDEN08 on Floor Ground Floor in Site CREATHORNE FARM - CABLE LANDING STATION | 0.00 W | 0.00 W | 0 % | E | 7 | Occupied | 7 | 100 % | 2.520 m² | Rack E3, Floor Position = E3 | 42 | 42 | 42 | 42 | 42 | 42
Room BDEN08 on Floor Ground Floor in Site CREATHORNE FARM - CABLE LANDING STATION | 0.00 W | 0.00 W | 0 % | E | 7 | Occupied | 7 | 100 % | 2.520 m² | Rack E4, Floor Position = E4 | 42 | 42 | 42 | 42 | 42 | 42
Room BDEN08 on Floor Ground Floor in Site CREATHORNE FARM - CABLE LANDING STATION | 0.00 W | 0.00 W | 0 % | E | 7 | Occupied | 7 | 100 % | 2.520 m² | Rack E1, Floor Position = E1 | 42 | 42 | 42 | 42 | 42 | 42
Room BDEN08 on Floor Ground Floor in Site CREATHORNE FARM - CABLE LANDING STATION | 0.00 W | 0.00 W | 0 % | E | 7 | Occupied | 7 | 100 % | 2.520 m² | Rack E2, Floor Position = E2 | 42 | 42 | 42 | 42 | 42 | 42
Room BDEN08 on Floor Ground Floor in Site CREATHORNE FARM - CABLE LANDING STATION | 0.00 W | 0.00 W | 0 % | E | 7 | Reserved | 0 | 0 % | 0.000 m²
Room BDEN08 on Floor Ground Floor in Site CREATHORNE FARM - CABLE LANDING STATION | 0.00 W | 0.00 W | 0 % | F | 2 | Free | 0 | 71 % | 1.800 m²
Room BDEN08 on Floor Ground Floor in Site CREATHORNE FARM - CABLE LANDING STATION | 0.00 W | 0.00 W | 0 % | F | 2 | Occupied | 2 | 29 % | 0.720 m² | Rack F6, Floor Position = F6 | 42 | 42 | 42 | 42 | 42 | 42
Room BDEN08 on Floor Ground Floor in Site CREATHORNE FARM - CABLE LANDING STATION | 0.00 W | 0.00 W | 0 % | F | 2 | Occupied | 2 | 29 % | 0.720 m² | Rack F7, Floor Position = F7 | 42 | 42 | 42 | 42 | 42 | 42
Room BDEN08 on Floor Ground Floor in Site CREATHORNE FARM - CABLE LANDING STATION | 0.00 W | 0.00 W | 0 % | F | 2 | Reserved | 0 | 0 % | 0.000 m²
Room BDEN08 on Floor Ground Floor in Site CREATHORNE FARM - CABLE LANDING STATION | 0.00 W | 0.00 W | 0 % | G | 3 | Free | 0 | 57 % | 1.440 m²
Room BDEN08 on Floor Ground Floor in Site CREATHORNE FARM - CABLE LANDING STATION | 0.00 W | 0.00 W | 0 % | G | 3 | Occupied | 3 | 43 % | 1.080 m² | Rack G6, Floor Position = G6 | 42 | 42 | 42 | 42 | 42 | 42
Room BDEN08 on Floor Ground Floor in Site CREATHORNE FARM - CABLE LANDING STATION | 0.00 W | 0.00 W | 0 % | G | 3 | Occupied | 3 | 43 % | 1.080 m² | Rack G7, Floor Position = G7 | 42 | 42 | 42 | 42 | 42 | 42
Room BDEN08 on Floor Ground Floor in Site CREATHORNE FARM - CABLE LANDING STATION | 0.00 W | 0.00 W | 0 % | G | 3 | Occupied | 3 | 43 % | 1.080 m² | Rack G5, Floor Position = G5 | 42 | 42 | 42 | 42 | 42 | 42
Room BDEN08 on Floor Ground Floor in Site CREATHORNE FARM - CABLE LANDING STATION | 0.00 W | 0.00 W | 0 % | G | 3 | Reserved | 0 | 0 % | 0.000 m²
Room BDEN08 on Floor Ground Floor in Site CREATHORNE FARM - CABLE LANDING STATION | 0.00 W | 0.00 W | 0 % | H | 7 | Free | 0 | 7 % | 0.180 m²
Room BDEN08 on Floor Ground Floor in Site CREATHORNE FARM - CABLE LANDING STATION | 0.00 W | 0.00 W | 0 % | H | 7 | Occupied | 7 | 93 % | 2.340 m² | Rack H7, Floor Position = H7 | 42 | 42 | 42 | 42 | 42 | 42
Room BDEN08 on Floor Ground Floor in Site CREATHORNE FARM - CABLE LANDING STATION | 0.00 W | 0.00 W | 0 % | H | 7 | Occupied | 7 | 93 % | 2.340 m² | Rack H5, Floor Position = H5 | 42 | 42 | 42 | 42 | 42 | 42
Room BDEN08 on Floor Ground Floor in Site CREATHORNE FARM - CABLE LANDING STATION | 0.00 W | 0.00 W | 0 % | H | 7 | Occupied | 7 | 93 % | 2.340 m² | Rack H6, Floor Position = H6 | 42 | 42 | 42 | 42 | 42 | 42
Room BDEN08 on Floor Ground Floor in Site CREATHORNE FARM - CABLE LANDING STATION | 0.00 W | 0.00 W | 0 % | H | 7 | Occupied | 7 | 93 % | 2.340 m² | Rack H1, Floor Position = H1 | 42 | 42 | 42 | 42 | 42 | 42
Room BDEN08 on Floor Ground Floor in Site CREATHORNE FARM - CABLE LANDING STATION | 0.00 W | 0.00 W | 0 % | H | 7 | Occupied | 7 | 93 % | 2.340 m² | Rack H2, Floor Position = H2 | 42 | 42 | 42 | 42 | 42 | 42
Room BDEN08 on Floor Ground Floor in Site CREATHORNE FARM - CABLE LANDING STATION | 0.00 W | 0.00 W | 0 % | H | 7 | Occupied | 7 | 93 % | 2.340 m² | Rack H3, Floor Position = H3 | 42 | 42 | 42 | 42 | 42 | 42
Room BDEN08 on Floor Ground Floor in Site CREATHORNE FARM - CABLE LANDING STATION | 0.00 W | 0.00 W | 0 % | H | 7 | Occupied | 7 | 93 % | 2.340 m² | Rack H4, Floor Position = H4 | 42 | 42 | 42 | 42 | 42 | 42
Room BDEN08 on Floor Ground Floor in Site CREATHORNE FARM - CABLE LANDING STATION | 0.00 W | 0.00 W | 0 % | H | 7 | Reserved | 0 | 0 % | 0.000 m²
Room BDEN08 on Floor Ground Floor in Site CREATHORNE FARM - CABLE LANDING STATION | 0.00 W | 0.00 W | 0 % | J | 2 | Free | 0 | 33 % | 0.261 m²
Room BDEN08 on Floor Ground Floor in Site CREATHORNE FARM - CABLE LANDING STATION | 0.00 W | 0.00 W | 0 % | J | 2 | Occupied | 2 | 67 % | 0.540 m² | ODF J1, Floor Position = J1 | 42 | 42 | 42 | 42 | 42 | 42
Room BDEN08 on Floor Ground Floor in Site CREATHORNE FARM - CABLE LANDING STATION | 0.00 W | 0.00 W | 0 % | J | 2 | Occupied | 2 | 67 % | 0.540 m² | ODF J2, Floor Position = J2 | 42 | 42 | 42 | 42 | 42 | 42
Room BDEN08 on Floor Ground Floor in Site CREATHORNE FARM - CABLE LANDING STATION | 0.00 W | 0.00 W | 0 % | J | 2 | Reserved | 0 | 0 % | 0.000 m²
Room BDEN08 on Floor Ground Floor in Site CREATHORNE FARM - CABLE LANDING STATION | 0.00 W | 0.00 W | 0 % | [6 empty] | ODF BDEN08, Floor Position = unset | 4 | 4 | 4 | 4 | 4 | 4
Room BDEN09 on Floor Ground Floor in Site CREATHORNE FARM - CABLE LANDING STATION | 65740.00 W | 120000.00 W | 55 % | E | 11 | Free | 1 | 9 % | 0.180 m²
Room BDEN09 on Floor Ground Floor in Site CREATHORNE FARM - CABLE LANDING STATION | 65740.00 W | 120000.00 W | 55 % | E | 11 | Occupied | 10 | 91 % | 1.800 m² | Rack F2, Floor Position = F2 | 39 | 42 | 39 | 39 | 42 | 39
Room BDEN09 on Floor Ground Floor in Site CREATHORNE FARM - CABLE LANDING STATION | 65740.00 W | 120000.00 W | 55 % | E | 11 | Occupied | 10 | 91 % | 1.800 m² | Rack F0, Floor Position = F0 | 5 | 47 | 5 | 5 | 47 | 5
Room BDEN09 on Floor Ground Floor in Site CREATHORNE FARM - CABLE LANDING STATION | 65740.00 W | 120000.00 W | 55 % | E | 11 | Occupied | 10 | 91 % | 1.800 m² | Rack F1, Floor Position = F1 | 39 | 42 | 39 | 39 | 42 | 39
Room BDEN09 on Floor Ground Floor in Site CREATHORNE FARM - CABLE LANDING STATION | 65740.00 W | 120000.00 W | 55 % | E | 11 | Occupied | 10 | 91 % | 1.800 m² | Rack F8, Floor Position = F8 | 39 | 42 | 39 | 39 | 42 | 39
Room BDEN09 on Floor Ground Floor in Site CREATHORNE FARM - CABLE LANDING STATION | 65740.00 W | 120000.00 W | 55 % | E | 11 | Occupied | 10 | 91 % | 1.800 m² | Rack F9, Floor Position = F9 | 39 | 42 | 39 | 39 | 42 | 39
Room BDEN09 on Floor Ground Floor in Site CREATHORNE FARM - CABLE LANDING STATION | 65740.00 W | 120000.00 W | 55 % | E | 11 | Occupied | 10 | 91 % | 1.800 m² | Rack E6, Floor Position = E6 | 38 | 42 | 38 | 38 | 42 | 38
Room BDEN09 on Floor Ground Floor in Site CREATHORNE FARM - CABLE LANDING STATION | 65740.00 W | 120000.00 W | 55 % | E | 11 | Occupied | 10 | 91 % | 1.800 m² | Rack F4, Floor Position = F4 | 39 | 42 | 39 | 39 | 42 | 39
Room BDEN09 on Floor Ground Floor in Site CREATHORNE FARM - CABLE LANDING STATION | 65740.00 W | 120000.00 W | 55 % | E | 11 | Occupied | 10 | 91 % | 1.800 m² | Rack F5, Floor Position = F5 | 39 | 42 | 39 | 39 | 42 | 39
Room BDEN09 on Floor Ground Floor in Site CREATHORNE FARM - CABLE LANDING STATION | 65740.00 W | 120000.00 W | 55 % | E | 11 | Occupied | 10 | 91 % | 1.800 m² | Rack F3, Floor Position = F3 | 39 | 42 | 39 | 39 | 42 | 39
Room BDEN09 on Floor Ground Floor in Site CREATHORNE FARM - CABLE LANDING STATION | 65740.00 W | 120000.00 W | 55 % | E | 11 | Occupied | 10 | 91 % | 1.800 m² | Rack F10, Floor Position = F10 | 39 | 42 | 39 | 39 | 42 | 39
Room BDEN09 on Floor Ground Floor in Site CREATHORNE FARM - CABLE LANDING STATION | 65740.00 W | 120000.00 W | 55 % | E | 11 | Reserved | 0 | 0 % | 0.000 m²
Room BDEN09 on Floor Ground Floor in Site CREATHORNE FARM - CABLE LANDING STATION | 65740.00 W | 120000.00 W | 55 % | F | 11 | Free | 0 | 0 % | 0.000 m²
Room BDEN09 on Floor Ground Floor in Site CREATHORNE FARM - CABLE LANDING STATION | 65740.00 W | 120000.00 W | 55 % | F | 11 | Occupied | 11 | 100 % | 1.980 m² | Rack F2, Floor Position = F2 | 39 | 42 | 39 | 39 | 42 | 39
Room BDEN09 on Floor Ground Floor in Site CREATHORNE FARM - CABLE LANDING STATION | 65740.00 W | 120000.00 W | 55 % | F | 11 | Occupied | 11 | 100 % | 1.980 m² | Rack F0, Floor Position = F0 | 5 | 47 | 5 | 5 | 47 | 5
Room BDEN09 on Floor Ground Floor in Site CREATHORNE FARM - CABLE LANDING STATION | 65740.00 W | 120000.00 W | 55 % | F | 11 | Occupied | 11 | 100 % | 1.980 m² | Rack F1, Floor Position = F1 | 39 | 42 | 39 | 39 | 42 | 39
Room BDEN09 on Floor Ground Floor in Site CREATHORNE FARM - CABLE LANDING STATION | 65740.00 W | 120000.00 W | 55 % | F | 11 | Occupied | 11 | 100 % | 1.980 m² | Rack F8, Floor Position = F8 | 39 | 42 | 39 | 39 | 42 | 39
Room BDEN09 on Floor Ground Floor in Site CREATHORNE FARM - CABLE LANDING STATION | 65740.00 W | 120000.00 W | 55 % | F | 11 | Occupied | 11 | 100 % | 1.980 m² | Rack F9, Floor Position = F9 | 39 | 42 | 39 | 39 | 42 | 39
Room BDEN09 on Floor Ground Floor in Site CREATHORNE FARM - CABLE LANDING STATION | 65740.00 W | 120000.00 W | 55 % | F | 11 | Occupied | 11 | 100 % | 1.980 m² | Rack F6, Floor Position = F6 | 39 | 42 | 39 | 39 | 42 | 39
Room BDEN09 on Floor Ground Floor in Site CREATHORNE FARM - CABLE LANDING STATION | 65740.00 W | 120000.00 W | 55 % | F | 11 | Occupied | 11 | 100 % | 1.980 m² | Rack F7, Floor Position = F7 | 39 | 42 | 39 | 39 | 42 | 39
Room BDEN09 on Floor Ground Floor in Site CREATHORNE FARM - CABLE LANDING STATION | 65740.00 W | 120000.00 W | 55 % | F | 11 | Occupied | 11 | 100 % | 1.980 m² | Rack F4, Floor Position = F4 | 39 | 42 | 39 | 39 | 42 | 39
Room BDEN09 on Floor Ground Floor in Site CREATHORNE FARM - CABLE LANDING STATION | 65740.00 W | 120000.00 W | 55 % | F | 11 | Occupied | 11 | 100 % | 1.980 m² | Rack F5, Floor Position = F5 | 39 | 42 | 39 | 39 | 42 | 39
Room BDEN09 on Floor Ground Floor in Site CREATHORNE FARM - CABLE LANDING STATION | 65740.00 W | 120000.00 W | 55 % | F | 11 | Occupied | 11 | 100 % | 1.980 m² | Rack F3, Floor Position = F3 | 39 | 42 | 39 | 39 | 42 | 39
Room BDEN09 on Floor Ground Floor in Site CREATHORNE FARM - CABLE LANDING STATION | 65740.00 W | 120000.00 W | 55 % | F | 11 | Occupied | 11 | 100 % | 1.980 m² | Rack F10, Floor Position = F10 | 39 | 42 | 39 | 39 | 42 | 39
Room BDEN09 on Floor Ground Floor in Site CREATHORNE FARM - CABLE LANDING STATION | 65740.00 W | 120000.00 W | 55 % | F | 11 | Reserved | 0 | 0 % | 0.000 m²
Room BDEN09 on Floor Ground Floor in Site CREATHORNE FARM - CABLE LANDING STATION | 65740.00 W | 120000.00 W | 55 % | G | 13 | Free | 9 | 69 % | 1.620 m²
Room BDEN09 on Floor Ground Floor in Site CREATHORNE FARM - CABLE LANDING STATION | 65740.00 W | 120000.00 W | 55 % | G | 13 | Occupied | 4 | 31 % | 0.720 m² | Rack G2, Floor Position = G2 | 39 | 42 | 39 | 39 | 42 | 39
Room BDEN09 on Floor Ground Floor in Site CREATHORNE FARM - CABLE LANDING STATION | 65740.00 W | 120000.00 W | 55 % | G | 13 | Occupied | 4 | 31 % | 0.720 m² | Rack G3, Floor Position = G3 | 39 | 42 | 39 | 39 | 42 | 39
Room BDEN09 on Floor Ground Floor in Site CREATHORNE FARM - CABLE LANDING STATION | 65740.00 W | 120000.00 W | 55 % | G | 13 | Occupied | 4 | 31 % | 0.720 m² | Rack G0, Floor Position = G0 | 5 | 47 | 5 | 5 | 47 | 5
Room BDEN09 on Floor Ground Floor in Site CREATHORNE FARM - CABLE LANDING STATION | 65740.00 W | 120000.00 W | 55 % | G | 13 | Occupied | 4 | 31 % | 0.720 m² | Rack G1, Floor Position = G1 | 39 | 42 | 39 | 39 | 42 | 39
Room BDEN09 on Floor Ground Floor in Site CREATHORNE FARM - CABLE LANDING STATION | 65740.00 W | 120000.00 W | 55 % | G | 13 | Reserved | 0 | 0 % | 0.000 m²
Room BDEN09 on Floor Ground Floor in Site CREATHORNE FARM - CABLE LANDING STATION | 65740.00 W | 120000.00 W | 55 % | H | 13 | Free | 10 | 77 % | 1.800 m²
Room BDEN09 on Floor Ground Floor in Site CREATHORNE FARM - CABLE LANDING STATION | 65740.00 W | 120000.00 W | 55 % | H | 13 | Occupied | 3 | 23 % | 0.540 m² | Rack H2, Floor Position = H2 | 39 | 42 | 39 | 39 | 42 | 39
Room BDEN09 on Floor Ground Floor in Site CREATHORNE FARM - CABLE LANDING STATION | 65740.00 W | 120000.00 W | 55 % | H | 13 | Occupied | 3 | 23 % | 0.540 m² | Rack G0, Floor Position = G0 | 5 | 47 | 5 | 5 | 47 | 5
Room BDEN09 on Floor Ground Floor in Site CREATHORNE FARM - CABLE LANDING STATION | 65740.00 W | 120000.00 W | 55 % | H | 13 | Occupied | 3 | 23 % | 0.540 m² | Rack H1, Floor Position = H1 | 39 | 42 | 39 | 39 | 42 | 39
Room BDEN09 on Floor Ground Floor in Site CREATHORNE FARM - CABLE LANDING STATION | 65740.00 W | 120000.00 W | 55 % | H | 13 | Reserved | 0 | 0 % | 0.000 m²
Room BDEN09 on Floor Ground Floor in Site CREATHORNE FARM - CABLE LANDING STATION | 65740.00 W | 120000.00 W | 55 % | J | 16 | Free | 6 | 38 % | 1.080 m²
Room BDEN09 on Floor Ground Floor in Site CREATHORNE FARM - CABLE LANDING STATION | 65740.00 W | 120000.00 W | 55 % | J | 16 | Occupied | 10 | 62 % | 1.800 m² | Rack J2, Floor Position = J2 | 39 | 42 | 39 | 39 | 42 | 39
Room BDEN09 on Floor Ground Floor in Site CREATHORNE FARM - CABLE LANDING STATION | 65740.00 W | 120000.00 W | 55 % | J | 16 | Occupied | 10 | 62 % | 1.800 m² | Rack J4, Floor Position = J4 | 39 | 42 | 39 | 39 | 42 | 39
Room BDEN09 on Floor Ground Floor in Site CREATHORNE FARM - CABLE LANDING STATION | 65740.00 W | 120000.00 W | 55 % | J | 16 | Occupied | 10 | 62 % | 1.800 m² | Rack J3, Floor Position = J3 | 39 | 42 | 39 | 39 | 42 | 39
Room BDEN09 on Floor Ground Floor in Site CREATHORNE FARM - CABLE LANDING STATION | 65740.00 W | 120000.00 W | 55 % | J | 16 | Occupied | 10 | 62 % | 1.800 m² | Rack J0, Floor Position = J0 | 5 | 47 | 5 | 5 | 47 | 5
Room BDEN09 on Floor Ground Floor in Site CREATHORNE FARM - CABLE LANDING STATION | 65740.00 W | 120000.00 W | 55 % | J | 16 | Occupied | 10 | 62 % | 1.800 m² | Rack J1, Floor Position = J1 | 39 | 42 | 39 | 39 | 42 | 39
Room BDEN09 on Floor Ground Floor in Site CREATHORNE FARM - CABLE LANDING STATION | 65740.00 W | 120000.00 W | 55 % | J | 16 | Occupied | 10 | 62 % | 1.800 m² | Rack J12, Floor Position = J12 | 42 | 42 | 42 | 42 | 42 | 42
Room BDEN09 on Floor Ground Floor in Site CREATHORNE FARM - CABLE LANDING STATION | 65740.00 W | 120000.00 W | 55 % | J | 16 | Occupied | 10 | 62 % | 1.800 m² | Rack J14, Floor Position = J14 | 42 | 42 | 42 | 42 | 42 | 42
Room BDEN09 on Floor Ground Floor in Site CREATHORNE FARM - CABLE LANDING STATION | 65740.00 W | 120000.00 W | 55 % | J | 16 | Occupied | 10 | 62 % | 1.800 m² | Rack J13, Floor Position = J13 | 42 | 42 | 42 | 42 | 42 | 42
Room BDEN09 on Floor Ground Floor in Site CREATHORNE FARM - CABLE LANDING STATION | 65740.00 W | 120000.00 W | 55 % | J | 16 | Occupied | 10 | 62 % | 1.800 m² | Rack J15, Floor Position = J15 | 5 | 47 | 5 | 5 | 47 | 5
Room BDEN09 on Floor Ground Floor in Site CREATHORNE FARM - CABLE LANDING STATION | 65740.00 W | 120000.00 W | 55 % | J | 16 | Occupied | 10 | 62 % | 1.800 m² | Rack J11, Floor Position = J11 | 42 | 42 | 42 | 42 | 42 | 42
Room BDEN09 on Floor Ground Floor in Site CREATHORNE FARM - CABLE LANDING STATION | 65740.00 W | 120000.00 W | 55 % | J | 16 | Reserved | 0 | 0 % | 0.000 m²
Room BDEN09 on Floor Ground Floor in Site CREATHORNE FARM - CABLE LANDING STATION | 65740.00 W | 120000.00 W | 55 % | K | 16 | Free | 7 | 44 % | 1.260 m²
Room BDEN09 on Floor Ground Floor in Site CREATHORNE FARM - CABLE LANDING STATION | 65740.00 W | 120000.00 W | 55 % | K | 16 | Occupied | 9 | 56 % | 1.620 m² | Rack K2, Floor Position = K2 | 39 | 42 | 39 | 39 | 42 | 39
Room BDEN09 on Floor Ground Floor in Site CREATHORNE FARM - CABLE LANDING STATION | 65740.00 W | 120000.00 W | 55 % | K | 16 | Occupied | 9 | 56 % | 1.620 m² | Rack K4, Floor Position = K4 | 39 | 42 | 39 | 39 | 42 | 39
Room BDEN09 on Floor Ground Floor in Site CREATHORNE FARM - CABLE LANDING STATION | 65740.00 W | 120000.00 W | 55 % | K | 16 | Occupied | 9 | 56 % | 1.620 m² | Rack K3, Floor Position = K3 | 39 | 42 | 39 | 39 | 42 | 39
Room BDEN09 on Floor Ground Floor in Site CREATHORNE FARM - CABLE LANDING STATION | 65740.00 W | 120000.00 W | 55 % | K | 16 | Occupied | 9 | 56 % | 1.620 m² | Rack J0, Floor Position = J0 | 5 | 47 | 5 | 5 | 47 | 5
Room BDEN09 on Floor Ground Floor in Site CREATHORNE FARM - CABLE LANDING STATION | 65740.00 W | 120000.00 W | 55 % | K | 16 | Occupied | 9 | 56 % | 1.620 m² | Rack K1, Floor Position = K1 | 39 | 42 | 39 | 39 | 42 | 39
Room BDEN09 on Floor Ground Floor in Site CREATHORNE FARM - CABLE LANDING STATION | 65740.00 W | 120000.00 W | 55 % | K | 16 | Occupied | 9 | 56 % | 1.620 m² | Rack K12, Floor Position = K12 | 39 | 42 | 39 | 39 | 42 | 39
Room BDEN09 on Floor Ground Floor in Site CREATHORNE FARM - CABLE LANDING STATION | 65740.00 W | 120000.00 W | 55 % | K | 16 | Occupied | 9 | 56 % | 1.620 m² | Rack K13, Floor Position = K13 | 42 | 42 | 42 | 42 | 42 | 42
Room BDEN09 on Floor Ground Floor in Site CREATHORNE FARM - CABLE LANDING STATION | 65740.00 W | 120000.00 W | 55 % | K | 16 | Occupied | 9 | 56 % | 1.620 m² | Rack K14, Floor Position = K14 | 42 | 42 | 42 | 42 | 42 | 42
Room BDEN09 on Floor Ground Floor in Site CREATHORNE FARM - CABLE LANDING STATION | 65740.00 W | 120000.00 W | 55 % | K | 16 | Occupied | 9 | 56 % | 1.620 m² | Rack J15, Floor Position = J15 | 5 | 47 | 5 | 5 | 47 | 5
Room BDEN09 on Floor Ground Floor in Site CREATHORNE FARM - CABLE LANDING STATION | 65740.00 W | 120000.00 W | 55 % | K | 16 | Reserved | 0 | 0 % | 0.000 m²
Room BDEN09 on Floor Ground Floor in Site CREATHORNE FARM - CABLE LANDING STATION | 65740.00 W | 120000.00 W | 55 % | L | 13 | Free | 3 | 25 % | 0.720 m²
Room BDEN09 on Floor Ground Floor in Site CREATHORNE FARM - CABLE LANDING STATION | 65740.00 W | 120000.00 W | 55 % | L | 13 | Occupied | 10 | 75 % | 2.160 m² | Rack L5, Floor Position = L5 | 42 | 42 | 42 | 42 | 42 | 42
Room BDEN09 on Floor Ground Floor in Site CREATHORNE FARM - CABLE LANDING STATION | 65740.00 W | 120000.00 W | 55 % | L | 13 | Occupied | 10 | 75 % | 2.160 m² | Rack L6, Floor Position = L6 | 42 | 42 | 42 | 42 | 42 | 42
Room BDEN09 on Floor Ground Floor in Site CREATHORNE FARM - CABLE LANDING STATION | 65740.00 W | 120000.00 W | 55 % | L | 13 | Occupied | 10 | 75 % | 2.160 m² | Rack L4, Floor Position = L4 | 42 | 42 | 42 | 42 | 42 | 42
Room BDEN09 on Floor Ground Floor in Site CREATHORNE FARM - CABLE LANDING STATION | 65740.00 W | 120000.00 W | 55 % | L | 13 | Occupied | 10 | 75 % | 2.160 m² | ODF L02, Floor Position = L2 | 30 | 42 | 30 | 20 | 42 | 20
Room BDEN09 on Floor Ground Floor in Site CREATHORNE FARM - CABLE LANDING STATION | 65740.00 W | 120000.00 W | 55 % | L | 13 | Occupied | 10 | 75 % | 2.160 m² | Rack L3, Floor Position = L3 | 42 | 42 | 42 | 42 | 42 | 42
Room BDEN09 on Floor Ground Floor in Site CREATHORNE FARM - CABLE LANDING STATION | 65740.00 W | 120000.00 W | 55 % | L | 13 | Occupied | 10 | 75 % | 2.160 m² | Rack L1, Floor Position = L1 | 5 | 47 | 5 | 5 | 47 | 5
Room BDEN09 on Floor Ground Floor in Site CREATHORNE FARM - CABLE LANDING STATION | 65740.00 W | 120000.00 W | 55 % | L | 13 | Occupied | 10 | 75 % | 2.160 m² | Rack L16, Floor Position = L16 | 5 | 47 | 5 | 5 | 47 | 5
Room BDEN09 on Floor Ground Floor in Site CREATHORNE FARM - CABLE LANDING STATION | 65740.00 W | 120000.00 W | 55 % | L | 13 | Occupied | 10 | 75 % | 2.160 m² | ODF L15, Floor Position = L15 | 42 | 42 | 42 | 42 | 42 | 42
Room BDEN09 on Floor Ground Floor in Site CREATHORNE FARM - CABLE LANDING STATION | 65740.00 W | 120000.00 W | 55 % | L | 13 | Occupied | 10 | 75 % | 2.160 m² | Rack M11, Floor Position = M11 | 39 | 42 | 39 | 39 | 42 | 39
Room BDEN09 on Floor Ground Floor in Site CREATHORNE FARM - CABLE LANDING STATION | 65740.00 W | 120000.00 W | 55 % | L | 13 | Occupied | 10 | 75 % | 2.160 m² | Rack L12, Floor Position = L12 | 39 | 42 | 39 | 39 | 42 | 39
Room BDEN09 on Floor Ground Floor in Site CREATHORNE FARM - CABLE LANDING STATION | 65740.00 W | 120000.00 W | 55 % | L | 13 | Reserved | 0 | 0 % | 0.000 m²
Room BDEN09 on Floor Ground Floor in Site CREATHORNE FARM - CABLE LANDING STATION | 65740.00 W | 120000.00 W | 55 % | M | 13 | Free | 2 | 19 % | 0.540 m²
Room BDEN09 on Floor Ground Floor in Site CREATHORNE FARM - CABLE LANDING STATION | 65740.00 W | 120000.00 W | 55 % | M | 13 | Occupied | 11 | 81 % | 2.340 m² | Rack M5, Floor Position = M5 | 31 | 42 | 31 | 31 | 42 | 31
Room BDEN09 on Floor Ground Floor in Site CREATHORNE FARM - CABLE LANDING STATION | 65740.00 W | 120000.00 W | 55 % | M | 13 | Occupied | 11 | 81 % | 2.340 m² | Rack M6, Floor Position = M6 | 31 | 42 | 31 | 31 | 42 | 31
Room BDEN09 on Floor Ground Floor in Site CREATHORNE FARM - CABLE LANDING STATION | 65740.00 W | 120000.00 W | 55 % | M | 13 | Occupied | 11 | 81 % | 2.340 m² | Rack M4, Floor Position = M4 | 31 | 42 | 31 | 31 | 42 | 31
Room BDEN09 on Floor Ground Floor in Site CREATHORNE FARM - CABLE LANDING STATION | 65740.00 W | 120000.00 W | 55 % | M | 13 | Occupied | 11 | 81 % | 2.340 m² | Rack L1, Floor Position = L1 | 5 | 47 | 5 | 5 | 47 | 5
Room BDEN09 on Floor Ground Floor in Site CREATHORNE FARM - CABLE LANDING STATION | 65740.00 W | 120000.00 W | 55 % | M | 13 | Occupied | 11 | 81 % | 2.340 m² | ODF M02, Floor Position = M2 | 33 | 42 | 33 | 28 | 42 | 28
Room BDEN09 on Floor Ground Floor in Site CREATHORNE FARM - CABLE LANDING STATION | 65740.00 W | 120000.00 W | 55 % | M | 13 | Occupied | 11 | 81 % | 2.340 m² | Rack M3, Floor Position = M3 | 39 | 42 | 39 | 39 | 42 | 39
Room BDEN09 on Floor Ground Floor in Site CREATHORNE FARM - CABLE LANDING STATION | 65740.00 W | 120000.00 W | 55 % | M | 13 | Occupied | 11 | 81 % | 2.340 m² | ODF M15, Floor Position = M15 | 42 | 42 | 42 | 42 | 42 | 42
Room BDEN09 on Floor Ground Floor in Site CREATHORNE FARM - CABLE LANDING STATION | 65740.00 W | 120000.00 W | 55 % | M | 13 | Occupied | 11 | 81 % | 2.340 m² | Rack L16, Floor Position = L16 | 5 | 47 | 5 | 5 | 47 | 5
Room BDEN09 on Floor Ground Floor in Site CREATHORNE FARM - CABLE LANDING STATION | 65740.00 W | 120000.00 W | 55 % | M | 13 | Occupied | 11 | 81 % | 2.340 m² | Rack M11, Floor Position = M11 | 39 | 42 | 39 | 39 | 42 | 39
Room BDEN09 on Floor Ground Floor in Site CREATHORNE FARM - CABLE LANDING STATION | 65740.00 W | 120000.00 W | 55 % | M | 13 | Occupied | 11 | 81 % | 2.340 m² | Rack M12, Floor Position = M12 | 39 | 42 | 39 | 39 | 42 | 39
Room BDEN09 on Floor Ground Floor in Site CREATHORNE FARM - CABLE LANDING STATION | 65740.00 W | 120000.00 W | 55 % | M | 13 | Occupied | 11 | 81 % | 2.340 m² | Rack L7, Floor Position = L7 | 42 | 42 | 42 | 42 | 42 | 42
Room BDEN09 on Floor Ground Floor in Site CREATHORNE FARM - CABLE LANDING STATION | 65740.00 W | 120000.00 W | 55 % | M | 13 | Reserved | 0 | 0 % | 0.000 m²
Room BDEN09 on Floor Ground Floor in Site CREATHORNE FARM - CABLE LANDING STATION | 65740.00 W | 120000.00 W | 55 % | [6 empty] | Rack BDEN09;EIG;DC SYSA, Floor Position = Temp Mig | 17 | 46 | 17 | 16 | 25 | 16
Room BDEN09 on Floor Ground Floor in Site CREATHORNE FARM - CABLE LANDING STATION | 65740.00 W | 120000.00 W | 55 % | [6 empty] | Rack BDEN09;EIG;DC SYSB, Floor Position = Temp Mig | 18 | 46 | 18 | 17 | 25 | 17
Room BDEN09 on Floor Ground Floor in Site CREATHORNE FARM - CABLE LANDING STATION | 65740.00 W | 120000.00 W | 55 % | [6 empty] | ODF TBA, Floor Position = unset | 44 | 44 | 44 | 44 | 44 | 44