## Suite Line Capacity
Report generated for: | Site SWINDON DATA CENTRE
| Quantity | % of all area | Area
Total free sections: | 129/468 | 37 % | 50.859 m²
Total occupied sections: | 339/468 | 63 % | 86.283 m²
Total reserved sections: | 0/468 | 0 % | 0.000 m²
Total Lines Capability |  |  | 137.142 m²
Total Location Capability |  |  | 6860.217 m²
Total Location Free Area |  |  | 6755.514 m²
Total Location Occupied Area |  |  | 104.703 m²
Location | Power Consumption | Cooling Capability | Utilized Cooling Capability [%] | Suite Line | [5 empty] | Rack description | Free rack units |  |  | Max free space in rack units
Location | Power Consumption | Cooling Capability | Utilized Cooling Capability [%] | Suite Line Name | Number of Sections |  | Number of Sections | % of all area | Area | Rack description | front | back | straight through | front | back | straight through
Room Commercial - Hosting 1 on Floor Ground Floor in Site SWINDON DATA CENTRE | 0.00 W | 0.00 W | 0 % | [6 empty] | Rack A02:C04, Floor Position = unset | 45 | 45 | 45 | 44 | 44 | 44
Room Commercial - Hosting 1 on Floor Ground Floor in Site SWINDON DATA CENTRE | 0.00 W | 0.00 W | 0 % | [6 empty] | Rack A02:D09, Floor Position = unset | 46 | 46 | 46 | 45 | 45 | 45
Room Commercial - Hosting 1 on Floor Ground Floor in Site SWINDON DATA CENTRE | 0.00 W | 0.00 W | 0 % | [6 empty] | Rack A03:E03, Floor Position = unset | 46 | 46 | 46 | 45 | 45 | 45
Room Commercial - Hosting 1 on Floor Ground Floor in Site SWINDON DATA CENTRE | 0.00 W | 0.00 W | 0 % | [6 empty] | Rack B02:A07, Floor Position = unset | 46 | 46 | 46 | 45 | 45 | 45
Room Commercial - Hosting 1 on Floor Ground Floor in Site SWINDON DATA CENTRE | 0.00 W | 0.00 W | 0 % | [6 empty] | Rack B03:B05, Floor Position = unset | 46 | 46 | 46 | 45 | 45 | 45
Room Commercial - Hosting 1 on Floor Ground Floor in Site SWINDON DATA CENTRE | 0.00 W | 0.00 W | 0 % | [6 empty] | Rack B03:B06, Floor Position = unset | 44 | 46 | 44 | 32 | 45 | 32
Room Commercial - Hosting 1 on Floor Ground Floor in Site SWINDON DATA CENTRE | 0.00 W | 0.00 W | 0 % | [6 empty] | Rack B2:D1, Floor Position = unset | 46 | 47 | 46 | 42 | 47 | 42
Room Commercial - Hosting 1 on Floor Ground Floor in Site SWINDON DATA CENTRE | 0.00 W | 0.00 W | 0 % | [6 empty] | Rack C01:A09, Floor Position = unset | 45 | 45 | 45 | 44 | 44 | 44
Room Commercial - Hosting 1 on Floor Ground Floor in Site SWINDON DATA CENTRE | 0.00 W | 0.00 W | 0 % | [6 empty] | Rack C05:B08, Floor Position = unset | 45 | 45 | 45 | 44 | 44 | 44
Room Commercial - Hosting 1 on Floor Ground Floor in Site SWINDON DATA CENTRE | 0.00 W | 0.00 W | 0 % | [6 empty] | Rack C05:B20, Floor Position = unset | 45 | 45 | 45 | 45 | 45 | 45
Room Commercial - Hosting 1 on Floor Ground Floor in Site SWINDON DATA CENTRE | 0.00 W | 0.00 W | 0 % | [6 empty] | Rack Cab D2A13, Floor Position = unset | 47 | 47 | 47 | 47 | 47 | 47
Room Commercial - Hosting 1 on Floor Ground Floor in Site SWINDON DATA CENTRE | 0.00 W | 0.00 W | 0 % | [6 empty] | Rack D01:C05, Floor Position = unset | 45 | 45 | 45 | 45 | 45 | 45
Room Commercial - Hosting 1 on Floor Ground Floor in Site SWINDON DATA CENTRE | 0.00 W | 0.00 W | 0 % | [6 empty] | Rack D02:D05, Floor Position = unset | 45 | 45 | 45 | 44 | 44 | 44
Room Commercial - Hosting 1 on Floor Ground Floor in Site SWINDON DATA CENTRE | 0.00 W | 0.00 W | 0 % | [6 empty] | Rack D03:B09, Floor Position = unset | 46 | 46 | 46 | 45 | 45 | 45
Room Commercial - Hosting 1 on Floor Ground Floor in Site SWINDON DATA CENTRE | 0.00 W | 0.00 W | 0 % | [6 empty] | Rack D04:A01, Floor Position = unset | 45 | 45 | 45 | 44 | 44 | 44
Room Commercial - Hosting 1 on Floor Ground Floor in Site SWINDON DATA CENTRE | 0.00 W | 0.00 W | 0 % | [6 empty] | Rack D05:B14, Floor Position = unset | 46 | 46 | 46 | 45 | 45 | 45
Room Commercial - Hosting 1 on Floor Ground Floor in Site SWINDON DATA CENTRE | 0.00 W | 0.00 W | 0 % | [6 empty] | Rack E01:C01, Floor Position = unset | 44 | 44 | 44 | 43 | 43 | 43
Room Commercial - Hosting 1 on Floor Ground Floor in Site SWINDON DATA CENTRE | 0.00 W | 0.00 W | 0 % | [6 empty] | Rack E02:A11, Floor Position = unset | 45 | 45 | 45 | 45 | 45 | 45
Room Commercial - Hosting 1 on Floor Ground Floor in Site SWINDON DATA CENTRE | 0.00 W | 0.00 W | 0 % | [6 empty] | Rack E02:D08, Floor Position = unset | 46 | 46 | 46 | 45 | 45 | 45
Room Commercial - Hosting 1 on Floor Ground Floor in Site SWINDON DATA CENTRE | 0.00 W | 0.00 W | 0 % | [6 empty] | Rack E03:B07, Floor Position = unset | 45 | 45 | 45 | 44 | 44 | 44
Room Commercial - Hosting 1 on Floor Ground Floor in Site SWINDON DATA CENTRE | 0.00 W | 0.00 W | 0 % | [6 empty] | Rack E03:D09, Floor Position = unset | 46 | 46 | 46 | 45 | 45 | 45
Room Commercial - Hosting 1 on Floor Ground Floor in Site SWINDON DATA CENTRE | 0.00 W | 0.00 W | 0 % | [6 empty] | Rack H01:C01, Floor Position = unset | 46 | 46 | 46 | 45 | 45 | 45
Room Commercial - Hosting 1 on Floor Ground Floor in Site SWINDON DATA CENTRE | 0.00 W | 0.00 W | 0 % | [6 empty] | Rack H01:E01, Floor Position = unset | 45 | 45 | 45 | 44 | 44 | 44
Room Commercial - Hosting 4 on Floor Ground Floor in Site SWINDON DATA CENTRE | 0.00 W | 0.00 W | 0 % | [6 empty] | Rack K01:A09, Floor Position = unset | 46 | 46 | 46 | 45 | 45 | 45
Room Commercial - Hosting 4 on Floor Ground Floor in Site SWINDON DATA CENTRE | 0.00 W | 0.00 W | 0 % | [6 empty] | Rack K1C6, Floor Position = unset | 47 | 47 | 47 | 43 | 43 | 43
Room Commercial - Hosting 5 on Floor 1st Floor in Site SWINDON DATA CENTRE | 0.00 W | 0.00 W | 0 % | [6 empty] | Rack 5 CAB G03, Floor Position = unset | 46 | 46 | 46 | 42 | 42 | 42
Room Commercial - Hosting 5 on Floor 1st Floor in Site SWINDON DATA CENTRE | 0.00 W | 0.00 W | 0 % | [6 empty] | Rack CH5_D21, Floor Position = unset | 42 | 42 | 42 | 28 | 28 | 28
Room Commercial - Hosting 5 on Floor 1st Floor in Site SWINDON DATA CENTRE | 0.00 W | 0.00 W | 0 % | [6 empty] | Rack CH5_E01, Floor Position = unset | 44 | 44 | 44 | 28 | 28 | 28
Room Commercial - Hosting 5 on Floor 1st Floor in Site SWINDON DATA CENTRE | 0.00 W | 0.00 W | 0 % | [6 empty] | Rack G04, Floor Position = unset | 46 | 46 | 46 | 42 | 42 | 42
Room Commercial - Hosting 5 on Floor 1st Floor in Site SWINDON DATA CENTRE | 0.00 W | 0.00 W | 0 % | [6 empty] | Rack South, Floor Position = unset | 47 | 47 | 47 | 45 | 45 | 45
Room Commercial - Hosting 6 on Floor 1st Floor in Site SWINDON DATA CENTRE | 0.00 W | 0.00 W | 0 % | [6 empty] | Rack CH6_D17, Floor Position = unset | 45 | 45 | 45 | 24 | 24 | 24
Room Commercial - Hosting 6 on Floor 1st Floor in Site SWINDON DATA CENTRE | 0.00 W | 0.00 W | 0 % | [6 empty] | Rack CH6_E01, Floor Position = unset | 45 | 45 | 45 | 25 | 25 | 25
Room Commercial - Hosting 6 on Floor 1st Floor in Site SWINDON DATA CENTRE | 0.00 W | 0.00 W | 0 % | [6 empty] | Rack CH6_E17, Floor Position = unset | 45 | 45 | 45 | 32 | 32 | 32
Room Commercial - Hosting 6 on Floor 1st Floor in Site SWINDON DATA CENTRE | 0.00 W | 0.00 W | 0 % | [6 empty] | Rack CH6_H08, Floor Position = unset | 40 | 40 | 40 | 23 | 23 | 23
Room Commercial - Hosting 6 on Floor 1st Floor in Site SWINDON DATA CENTRE | 0.00 W | 0.00 W | 0 % | [6 empty] | Rack Primary, Floor Position = unset | 45 | 45 | 45 | 43 | 43 | 43
Room Internal Network OpS Room 1 on Floor 1st Floor in Site SWINDON DATA CENTRE | 0.00 W | 0.00 W | 0 % | [6 empty] | Rack OPS ROOM 1, Floor Position = unset | 47 | 47 | 47 | 45 | 45 | 45
Room ISC Internal Networks on Floor Ground Floor in Site SWINDON DATA CENTRE | 0.00 W | 0.00 W | 0 % | [6 empty] | Rack Cabinet 5, Floor Position = unset | 46 | 46 | 46 | 46 | 46 | 46
Room Restricted - Hosting 1 on Floor Ground Floor in Site SWINDON DATA CENTRE | 0.00 W | 0.00 W | 0 % | [6 empty] | Rack D05:A14, Floor Position = unset | 44 | 44 | 44 | 44 | 44 | 44
Room Restricted - Hosting 2 on Floor 1st Floor in Site SWINDON DATA CENTRE | 0.00 W | 0.00 W | 0 % | [6 empty] | Rack RH2 - D06, Floor Position = unset | 44 | 49 | 44 | 28 | 49 | 28
Room Restricted - Hosting 2 on Floor 1st Floor in Site SWINDON DATA CENTRE | 0.00 W | 0.00 W | 0 % | [6 empty] | Rack RH2 D09, Floor Position = unset | 44 | 47 | 44 | 28 | 45 | 28
Room Restricted - Hosting 3 on Floor 1st Floor in Site SWINDON DATA CENTRE | 0.00 W | 0.00 W | 0 % | [6 empty] | Rack C32, Floor Position = unset | 42 | 44 | 42 | 27 | 44 | 27
Room Restricted - Hosting 5 on Floor 1st Floor in Site SWINDON DATA CENTRE | 0.00 W | 0.00 W | 0 % | [6 empty] | Rack Primary, Floor Position = unset | 45 | 45 | 45 | 45 | 45 | 45
Room Restricted - Hosting 5 on Floor 1st Floor in Site SWINDON DATA CENTRE | 0.00 W | 0.00 W | 0 % | [6 empty] | Rack RH5_D27, Floor Position = unset | 43 | 43 | 43 | 41 | 41 | 41
Room Restricted - Hosting 5 on Floor 1st Floor in Site SWINDON DATA CENTRE | 0.00 W | 0.00 W | 0 % | [6 empty] | Rack RH5_E01, Floor Position = unset | 43 | 43 | 43 | 30 | 30 | 30
Room SDNN06 on Floor Ground Floor in Site SWINDON DATA CENTRE | 255336.00 W | 411000.00 W | 62 % | A | 14 | Free | 0 | 15 % | 0.477 m²
Room SDNN06 on Floor Ground Floor in Site SWINDON DATA CENTRE | 255336.00 W | 411000.00 W | 62 % | A | 14 | Occupied | 14 | 85 % | 2.790 m² | Rack A14, Floor Position = A14 | 44 | 47 | 44 | 44 | 47 | 44
Room SDNN06 on Floor Ground Floor in Site SWINDON DATA CENTRE | 255336.00 W | 411000.00 W | 62 % | A | 14 | Occupied | 14 | 85 % | 2.790 m² | ODF A15, Floor Position = A15 | 0 | 44 | 0 | 0 | 44 | 0
Room SDNN06 on Floor Ground Floor in Site SWINDON DATA CENTRE | 255336.00 W | 411000.00 W | 62 % | A | 14 | Occupied | 14 | 85 % | 2.790 m² | Rack A12, Floor Position = A12 | 44 | 47 | 44 | 44 | 47 | 44
Room SDNN06 on Floor Ground Floor in Site SWINDON DATA CENTRE | 255336.00 W | 411000.00 W | 62 % | A | 14 | Occupied | 14 | 85 % | 2.790 m² | Rack A11, Floor Position = A11 | 44 | 47 | 44 | 44 | 47 | 44
Room SDNN06 on Floor Ground Floor in Site SWINDON DATA CENTRE | 255336.00 W | 411000.00 W | 62 % | A | 14 | Occupied | 14 | 85 % | 2.790 m² | Rack A4, Floor Position = A4 | 44 | 47 | 44 | 44 | 47 | 44
Room SDNN06 on Floor Ground Floor in Site SWINDON DATA CENTRE | 255336.00 W | 411000.00 W | 62 % | A | 14 | Occupied | 14 | 85 % | 2.790 m² | Rack A10, Floor Position = A10 | 42 | 47 | 42 | 26 | 47 | 26
Room SDNN06 on Floor Ground Floor in Site SWINDON DATA CENTRE | 255336.00 W | 411000.00 W | 62 % | A | 14 | Occupied | 14 | 85 % | 2.790 m² | Rack A8, Floor Position = A8 | 44 | 47 | 44 | 44 | 47 | 44
Room SDNN06 on Floor Ground Floor in Site SWINDON DATA CENTRE | 255336.00 W | 411000.00 W | 62 % | A | 14 | Occupied | 14 | 85 % | 2.790 m² | Rack A9, Floor Position = A9 | 44 | 47 | 44 | 44 | 47 | 44
Room SDNN06 on Floor Ground Floor in Site SWINDON DATA CENTRE | 255336.00 W | 411000.00 W | 62 % | A | 14 | Occupied | 14 | 85 % | 2.790 m² | Rack A6, Floor Position = A6 | 44 | 47 | 44 | 44 | 47 | 44
Room SDNN06 on Floor Ground Floor in Site SWINDON DATA CENTRE | 255336.00 W | 411000.00 W | 62 % | A | 14 | Occupied | 14 | 85 % | 2.790 m² | Rack A7, Floor Position = A7 | 44 | 47 | 44 | 44 | 47 | 44
Room SDNN06 on Floor Ground Floor in Site SWINDON DATA CENTRE | 255336.00 W | 411000.00 W | 62 % | A | 14 | Occupied | 14 | 85 % | 2.790 m² | Rack A5, Floor Position = A5 | 44 | 47 | 44 | 44 | 47 | 44
Room SDNN06 on Floor Ground Floor in Site SWINDON DATA CENTRE | 255336.00 W | 411000.00 W | 62 % | A | 14 | Occupied | 14 | 85 % | 2.790 m² | ODF A1, Floor Position = A1 | 4 | 44 | 4 | 3 | 44 | 3
Room SDNN06 on Floor Ground Floor in Site SWINDON DATA CENTRE | 255336.00 W | 411000.00 W | 62 % | A | 14 | Occupied | 14 | 85 % | 2.790 m² | Rack A2, Floor Position = A2 | 41 | 44 | 41 | 41 | 44 | 41
Room SDNN06 on Floor Ground Floor in Site SWINDON DATA CENTRE | 255336.00 W | 411000.00 W | 62 % | A | 14 | Occupied | 14 | 85 % | 2.790 m² | Rack A3, Floor Position = A3 | 12 | 19 | 5 | 5 | 7 | 1
Room SDNN06 on Floor Ground Floor in Site SWINDON DATA CENTRE | 255336.00 W | 411000.00 W | 62 % | A | 14 | Reserved | 0 | 0 % | 0.000 m²
Room SDNN06 on Floor Ground Floor in Site SWINDON DATA CENTRE | 255336.00 W | 411000.00 W | 62 % | AA | 3 | Free | 0 | 26 % | 0.360 m²
Room SDNN06 on Floor Ground Floor in Site SWINDON DATA CENTRE | 255336.00 W | 411000.00 W | 62 % | AA | 3 | Occupied | 3 | 74 % | 1.020 m² | Rack AA01, Floor Position = AA1 | 11 | 47 | 11 | 11 | 47 | 11
Room SDNN06 on Floor Ground Floor in Site SWINDON DATA CENTRE | 255336.00 W | 411000.00 W | 62 % | AA | 3 | Occupied | 3 | 74 % | 1.020 m² | Rack AA2, Floor Position = AA2 | 1 | 47 | 1 | 1 | 47 | 1
Room SDNN06 on Floor Ground Floor in Site SWINDON DATA CENTRE | 255336.00 W | 411000.00 W | 62 % | AA | 3 | Occupied | 3 | 74 % | 1.020 m² | Rack AA3, Floor Position = AA3 | 39 | 47 | 39 | 39 | 47 | 39
Room SDNN06 on Floor Ground Floor in Site SWINDON DATA CENTRE | 255336.00 W | 411000.00 W | 62 % | AA | 3 | Reserved | 0 | 0 % | 0.000 m²
Room SDNN06 on Floor Ground Floor in Site SWINDON DATA CENTRE | 255336.00 W | 411000.00 W | 62 % | AB | 3 | Free | 0 | 0 % | 0.000 m²
Room SDNN06 on Floor Ground Floor in Site SWINDON DATA CENTRE | 255336.00 W | 411000.00 W | 62 % | AB | 3 | Occupied | 3 | 100 % | 0.690 m² | ODF AB01, Floor Position = AB1 | 36 | 47 | 36 | 22 | 47 | 22
Room SDNN06 on Floor Ground Floor in Site SWINDON DATA CENTRE | 255336.00 W | 411000.00 W | 62 % | AB | 3 | Occupied | 3 | 100 % | 0.690 m² | Rack AA2, Floor Position = AA2 | 1 | 47 | 1 | 1 | 47 | 1
Room SDNN06 on Floor Ground Floor in Site SWINDON DATA CENTRE | 255336.00 W | 411000.00 W | 62 % | AB | 3 | Occupied | 3 | 100 % | 0.690 m² | Rack AA3, Floor Position = AA3 | 39 | 47 | 39 | 39 | 47 | 39
Room SDNN06 on Floor Ground Floor in Site SWINDON DATA CENTRE | 255336.00 W | 411000.00 W | 62 % | AB | 3 | Reserved | 0 | 0 % | 0.000 m²
Room SDNN06 on Floor Ground Floor in Site SWINDON DATA CENTRE | 255336.00 W | 411000.00 W | 62 % | B | 14 | Free | 0 | 15 % | 0.479 m²
Room SDNN06 on Floor Ground Floor in Site SWINDON DATA CENTRE | 255336.00 W | 411000.00 W | 62 % | B | 14 | Occupied | 14 | 85 % | 2.790 m² | Rack B14, Floor Position = B14 | 44 | 47 | 44 | 44 | 47 | 44
Room SDNN06 on Floor Ground Floor in Site SWINDON DATA CENTRE | 255336.00 W | 411000.00 W | 62 % | B | 14 | Occupied | 14 | 85 % | 2.790 m² | ODF B15, Floor Position = B15 | 5 | 36 | 5 | 2 | 34 | 2
Room SDNN06 on Floor Ground Floor in Site SWINDON DATA CENTRE | 255336.00 W | 411000.00 W | 62 % | B | 14 | Occupied | 14 | 85 % | 2.790 m² | Rack B12, Floor Position = B12 | 44 | 47 | 44 | 44 | 47 | 44
Room SDNN06 on Floor Ground Floor in Site SWINDON DATA CENTRE | 255336.00 W | 411000.00 W | 62 % | B | 14 | Occupied | 14 | 85 % | 2.790 m² | Rack B11, Floor Position = B11 | 44 | 47 | 44 | 44 | 47 | 44
Room SDNN06 on Floor Ground Floor in Site SWINDON DATA CENTRE | 255336.00 W | 411000.00 W | 62 % | B | 14 | Occupied | 14 | 85 % | 2.790 m² | Rack B4, Floor Position = B4 | 44 | 47 | 44 | 44 | 47 | 44
Room SDNN06 on Floor Ground Floor in Site SWINDON DATA CENTRE | 255336.00 W | 411000.00 W | 62 % | B | 14 | Occupied | 14 | 85 % | 2.790 m² | Rack B10, Floor Position = B10 | 44 | 47 | 44 | 44 | 47 | 44
Room SDNN06 on Floor Ground Floor in Site SWINDON DATA CENTRE | 255336.00 W | 411000.00 W | 62 % | B | 14 | Occupied | 14 | 85 % | 2.790 m² | Rack B9, Floor Position = B9 | 44 | 47 | 44 | 44 | 47 | 44
Room SDNN06 on Floor Ground Floor in Site SWINDON DATA CENTRE | 255336.00 W | 411000.00 W | 62 % | B | 14 | Occupied | 14 | 85 % | 2.790 m² | Rack B8, Floor Position = B8 | 44 | 47 | 44 | 44 | 47 | 44
Room SDNN06 on Floor Ground Floor in Site SWINDON DATA CENTRE | 255336.00 W | 411000.00 W | 62 % | B | 14 | Occupied | 14 | 85 % | 2.790 m² | Rack B06, Floor Position = B6 | 42 | 47 | 42 | 26 | 47 | 26
Room SDNN06 on Floor Ground Floor in Site SWINDON DATA CENTRE | 255336.00 W | 411000.00 W | 62 % | B | 14 | Occupied | 14 | 85 % | 2.790 m² | Rack B7, Floor Position = B7 | 41 | 47 | 41 | 23 | 47 | 23
Room SDNN06 on Floor Ground Floor in Site SWINDON DATA CENTRE | 255336.00 W | 411000.00 W | 62 % | B | 14 | Occupied | 14 | 85 % | 2.790 m² | Rack B5, Floor Position = B5 | 44 | 47 | 44 | 44 | 47 | 44
Room SDNN06 on Floor Ground Floor in Site SWINDON DATA CENTRE | 255336.00 W | 411000.00 W | 62 % | B | 14 | Occupied | 14 | 85 % | 2.790 m² | ODF B01, Floor Position = B1 | 42 | 44 | 42 | 27 | 44 | 27
Room SDNN06 on Floor Ground Floor in Site SWINDON DATA CENTRE | 255336.00 W | 411000.00 W | 62 % | B | 14 | Occupied | 14 | 85 % | 2.790 m² | Rack B2, Floor Position = B2 | 41 | 44 | 41 | 41 | 44 | 41
Room SDNN06 on Floor Ground Floor in Site SWINDON DATA CENTRE | 255336.00 W | 411000.00 W | 62 % | B | 14 | Occupied | 14 | 85 % | 2.790 m² | Rack A3, Floor Position = A3 | 12 | 19 | 5 | 5 | 7 | 1
Room SDNN06 on Floor Ground Floor in Site SWINDON DATA CENTRE | 255336.00 W | 411000.00 W | 62 % | B | 14 | Reserved | 0 | 0 % | 0.000 m²
Room SDNN06 on Floor Ground Floor in Site SWINDON DATA CENTRE | 255336.00 W | 411000.00 W | 62 % | BA | 4 | Free | 1 | 28 % | 0.270 m²
Room SDNN06 on Floor Ground Floor in Site SWINDON DATA CENTRE | 255336.00 W | 411000.00 W | 62 % | BA | 4 | Occupied | 3 | 72 % | 0.690 m² | Rack BA1a, Floor Position = BA1a | 37 | 42 | 37 | 37 | 42 | 37
Room SDNN06 on Floor Ground Floor in Site SWINDON DATA CENTRE | 255336.00 W | 411000.00 W | 62 % | BA | 4 | Occupied | 3 | 72 % | 0.690 m² | ODF BA1, Floor Position = BA01 | 41 | 44 | 41 | 41 | 44 | 41
Room SDNN06 on Floor Ground Floor in Site SWINDON DATA CENTRE | 255336.00 W | 411000.00 W | 62 % | BA | 4 | Occupied | 3 | 72 % | 0.690 m² | Rack BA/BB04, Floor Position = BA4 | 37 | 48 | 37 | 20 | 48 | 20
Room SDNN06 on Floor Ground Floor in Site SWINDON DATA CENTRE | 255336.00 W | 411000.00 W | 62 % | BA | 4 | Reserved | 0 | 0 % | 0.000 m²
Room SDNN06 on Floor Ground Floor in Site SWINDON DATA CENTRE | 255336.00 W | 411000.00 W | 62 % | BB | 4 | Free | 1 | 39 % | 0.631 m²
Room SDNN06 on Floor Ground Floor in Site SWINDON DATA CENTRE | 255336.00 W | 411000.00 W | 62 % | BB | 4 | Occupied | 3 | 61 % | 0.970 m² | Rack BA1a, Floor Position = BA1a | 37 | 42 | 37 | 37 | 42 | 37
Room SDNN06 on Floor Ground Floor in Site SWINDON DATA CENTRE | 255336.00 W | 411000.00 W | 62 % | BB | 4 | Occupied | 3 | 61 % | 0.970 m² | ODF BB1, Floor Position = BB01 | 41 | 44 | 41 | 41 | 44 | 41
Room SDNN06 on Floor Ground Floor in Site SWINDON DATA CENTRE | 255336.00 W | 411000.00 W | 62 % | BB | 4 | Occupied | 3 | 61 % | 0.970 m² | Rack BA/BB04, Floor Position = BA4 | 37 | 48 | 37 | 20 | 48 | 20
Room SDNN06 on Floor Ground Floor in Site SWINDON DATA CENTRE | 255336.00 W | 411000.00 W | 62 % | BB | 4 | Reserved | 0 | 0 % | 0.000 m²
Room SDNN06 on Floor Ground Floor in Site SWINDON DATA CENTRE | 255336.00 W | 411000.00 W | 62 % | BC | 6 | Free | 0 | 0 % | 0.001 m²
Room SDNN06 on Floor Ground Floor in Site SWINDON DATA CENTRE | 255336.00 W | 411000.00 W | 62 % | BC | 6 | Occupied | 6 | 100 % | 1.079 m² | Rack BC4, Floor Position = BC4 | 13 | 44 | 11 | 5 | 33 | 3
Room SDNN06 on Floor Ground Floor in Site SWINDON DATA CENTRE | 255336.00 W | 411000.00 W | 62 % | BC | 6 | Occupied | 6 | 100 % | 1.079 m² | Rack BC2, Floor Position = BC2 | 4 | 48 | 4 | 2 | 48 | 2
Room SDNN06 on Floor Ground Floor in Site SWINDON DATA CENTRE | 255336.00 W | 411000.00 W | 62 % | BC | 6 | Occupied | 6 | 100 % | 1.079 m² | ODF BC1, Floor Position = BC1 | 29 | 46 | 29 | 20 | 37 | 20
Room SDNN06 on Floor Ground Floor in Site SWINDON DATA CENTRE | 255336.00 W | 411000.00 W | 62 % | BC | 6 | Occupied | 6 | 100 % | 1.079 m² | Rack BC3, Floor Position = BC3 | 25 | 42 | 24 | 8 | 26 | 8
Room SDNN06 on Floor Ground Floor in Site SWINDON DATA CENTRE | 255336.00 W | 411000.00 W | 62 % | BC | 6 | Occupied | 6 | 100 % | 1.079 m² | Rack BC6, Floor Position = BC6 | 5 | 46 | 4 | 1 | 38 | 1
Room SDNN06 on Floor Ground Floor in Site SWINDON DATA CENTRE | 255336.00 W | 411000.00 W | 62 % | BC | 6 | Occupied | 6 | 100 % | 1.079 m² | Rack BC5, Floor Position = BC5 | 11 | 45 | 10 | 5 | 26 | 2
Room SDNN06 on Floor Ground Floor in Site SWINDON DATA CENTRE | 255336.00 W | 411000.00 W | 62 % | BC | 6 | Reserved | 0 | 0 % | 0.000 m²
Room SDNN06 on Floor Ground Floor in Site SWINDON DATA CENTRE | 255336.00 W | 411000.00 W | 62 % | BD | 6 | Free | 0 | 0 % | 0.000 m²
Room SDNN06 on Floor Ground Floor in Site SWINDON DATA CENTRE | 255336.00 W | 411000.00 W | 62 % | BD | 6 | Occupied | 6 | 100 % | 1.080 m² | Rack BC4, Floor Position = BC4 | 13 | 44 | 11 | 5 | 33 | 3
Room SDNN06 on Floor Ground Floor in Site SWINDON DATA CENTRE | 255336.00 W | 411000.00 W | 62 % | BD | 6 | Occupied | 6 | 100 % | 1.080 m² | Rack BC2, Floor Position = BC2 | 4 | 48 | 4 | 2 | 48 | 2
Room SDNN06 on Floor Ground Floor in Site SWINDON DATA CENTRE | 255336.00 W | 411000.00 W | 62 % | BD | 6 | Occupied | 6 | 100 % | 1.080 m² | ODF BC1, Floor Position = BC1 | 29 | 46 | 29 | 20 | 37 | 20
Room SDNN06 on Floor Ground Floor in Site SWINDON DATA CENTRE | 255336.00 W | 411000.00 W | 62 % | BD | 6 | Occupied | 6 | 100 % | 1.080 m² | Rack BC3, Floor Position = BC3 | 25 | 42 | 24 | 8 | 26 | 8
Room SDNN06 on Floor Ground Floor in Site SWINDON DATA CENTRE | 255336.00 W | 411000.00 W | 62 % | BD | 6 | Occupied | 6 | 100 % | 1.080 m² | Rack BC6, Floor Position = BC6 | 5 | 46 | 4 | 1 | 38 | 1
Room SDNN06 on Floor Ground Floor in Site SWINDON DATA CENTRE | 255336.00 W | 411000.00 W | 62 % | BD | 6 | Occupied | 6 | 100 % | 1.080 m² | Rack BC5, Floor Position = BC5 | 11 | 45 | 10 | 5 | 26 | 2
Room SDNN06 on Floor Ground Floor in Site SWINDON DATA CENTRE | 255336.00 W | 411000.00 W | 62 % | BD | 6 | Reserved | 0 | 0 % | 0.000 m²
Room SDNN06 on Floor Ground Floor in Site SWINDON DATA CENTRE | 255336.00 W | 411000.00 W | 62 % | BE | 10 | Free | 1 | 6 % | 0.079 m²
Room SDNN06 on Floor Ground Floor in Site SWINDON DATA CENTRE | 255336.00 W | 411000.00 W | 62 % | BE | 10 | Occupied | 9 | 94 % | 1.181 m² | Rack BE10, Floor Position = BE10 | 47 | 47 | 47 | 47 | 47 | 47
Room SDNN06 on Floor Ground Floor in Site SWINDON DATA CENTRE | 255336.00 W | 411000.00 W | 62 % | BE | 10 | Occupied | 9 | 94 % | 1.181 m² | Rack BE7, Floor Position = BE7 | 47 | 47 | 47 | 47 | 47 | 47
Room SDNN06 on Floor Ground Floor in Site SWINDON DATA CENTRE | 255336.00 W | 411000.00 W | 62 % | BE | 10 | Occupied | 9 | 94 % | 1.181 m² | Rack BE9, Floor Position = BE9 | 47 | 47 | 47 | 47 | 47 | 47
Room SDNN06 on Floor Ground Floor in Site SWINDON DATA CENTRE | 255336.00 W | 411000.00 W | 62 % | BE | 10 | Occupied | 9 | 94 % | 1.181 m² | Rack BE8, Floor Position = BE8 | 47 | 47 | 47 | 47 | 47 | 47
Room SDNN06 on Floor Ground Floor in Site SWINDON DATA CENTRE | 255336.00 W | 411000.00 W | 62 % | BE | 10 | Occupied | 9 | 94 % | 1.181 m² | Rack BE6, Floor Position = BE6 | 47 | 47 | 47 | 47 | 47 | 47
Room SDNN06 on Floor Ground Floor in Site SWINDON DATA CENTRE | 255336.00 W | 411000.00 W | 62 % | BE | 10 | Occupied | 9 | 94 % | 1.181 m² | Rack BE5, Floor Position = BE5 | 47 | 47 | 47 | 47 | 47 | 47
Room SDNN06 on Floor Ground Floor in Site SWINDON DATA CENTRE | 255336.00 W | 411000.00 W | 62 % | BE | 10 | Occupied | 9 | 94 % | 1.181 m² | Rack BE2, Floor Position = BE2 | 47 | 47 | 47 | 47 | 47 | 47
Room SDNN06 on Floor Ground Floor in Site SWINDON DATA CENTRE | 255336.00 W | 411000.00 W | 62 % | BE | 10 | Occupied | 9 | 94 % | 1.181 m² | Rack BE3, Floor Position = BE3 | 47 | 47 | 47 | 47 | 47 | 47
Room SDNN06 on Floor Ground Floor in Site SWINDON DATA CENTRE | 255336.00 W | 411000.00 W | 62 % | BE | 10 | Occupied | 9 | 94 % | 1.181 m² | Rack BE4, Floor Position = BE4 | 47 | 47 | 47 | 47 | 47 | 47
Room SDNN06 on Floor Ground Floor in Site SWINDON DATA CENTRE | 255336.00 W | 411000.00 W | 62 % | BE | 10 | Reserved | 0 | 0 % | 0.000 m²
Room SDNN06 on Floor Ground Floor in Site SWINDON DATA CENTRE | 255336.00 W | 411000.00 W | 62 % | BF | 10 | Free | 1 | 6 % | 0.079 m²
Room SDNN06 on Floor Ground Floor in Site SWINDON DATA CENTRE | 255336.00 W | 411000.00 W | 62 % | BF | 10 | Occupied | 9 | 94 % | 1.181 m² | Rack BE10, Floor Position = BE10 | 47 | 47 | 47 | 47 | 47 | 47
Room SDNN06 on Floor Ground Floor in Site SWINDON DATA CENTRE | 255336.00 W | 411000.00 W | 62 % | BF | 10 | Occupied | 9 | 94 % | 1.181 m² | Rack BE7, Floor Position = BE7 | 47 | 47 | 47 | 47 | 47 | 47
Room SDNN06 on Floor Ground Floor in Site SWINDON DATA CENTRE | 255336.00 W | 411000.00 W | 62 % | BF | 10 | Occupied | 9 | 94 % | 1.181 m² | Rack BE9, Floor Position = BE9 | 47 | 47 | 47 | 47 | 47 | 47
Room SDNN06 on Floor Ground Floor in Site SWINDON DATA CENTRE | 255336.00 W | 411000.00 W | 62 % | BF | 10 | Occupied | 9 | 94 % | 1.181 m² | Rack BE8, Floor Position = BE8 | 47 | 47 | 47 | 47 | 47 | 47
Room SDNN06 on Floor Ground Floor in Site SWINDON DATA CENTRE | 255336.00 W | 411000.00 W | 62 % | BF | 10 | Occupied | 9 | 94 % | 1.181 m² | Rack BE6, Floor Position = BE6 | 47 | 47 | 47 | 47 | 47 | 47
Room SDNN06 on Floor Ground Floor in Site SWINDON DATA CENTRE | 255336.00 W | 411000.00 W | 62 % | BF | 10 | Occupied | 9 | 94 % | 1.181 m² | Rack BE5, Floor Position = BE5 | 47 | 47 | 47 | 47 | 47 | 47
Room SDNN06 on Floor Ground Floor in Site SWINDON DATA CENTRE | 255336.00 W | 411000.00 W | 62 % | BF | 10 | Occupied | 9 | 94 % | 1.181 m² | Rack BE2, Floor Position = BE2 | 47 | 47 | 47 | 47 | 47 | 47
Room SDNN06 on Floor Ground Floor in Site SWINDON DATA CENTRE | 255336.00 W | 411000.00 W | 62 % | BF | 10 | Occupied | 9 | 94 % | 1.181 m² | Rack BE3, Floor Position = BE3 | 47 | 47 | 47 | 47 | 47 | 47
Room SDNN06 on Floor Ground Floor in Site SWINDON DATA CENTRE | 255336.00 W | 411000.00 W | 62 % | BF | 10 | Occupied | 9 | 94 % | 1.181 m² | Rack BE4, Floor Position = BE4 | 47 | 47 | 47 | 47 | 47 | 47
Room SDNN06 on Floor Ground Floor in Site SWINDON DATA CENTRE | 255336.00 W | 411000.00 W | 62 % | BF | 10 | Reserved | 0 | 0 % | 0.000 m²
Room SDNN06 on Floor Ground Floor in Site SWINDON DATA CENTRE | 255336.00 W | 411000.00 W | 62 % | BG | 9 | Free | 0 | 34 % | 1.180 m²
Room SDNN06 on Floor Ground Floor in Site SWINDON DATA CENTRE | 255336.00 W | 411000.00 W | 62 % | BG | 9 | Occupied | 9 | 66 % | 2.325 m² | Rack BG7, Floor Position = BG7 | 44 | 47 | 44 | 44 | 47 | 44
Room SDNN06 on Floor Ground Floor in Site SWINDON DATA CENTRE | 255336.00 W | 411000.00 W | 62 % | BG | 9 | Occupied | 9 | 66 % | 2.325 m² | Rack BG8, Floor Position = BG8 | 44 | 47 | 44 | 44 | 47 | 44
Room SDNN06 on Floor Ground Floor in Site SWINDON DATA CENTRE | 255336.00 W | 411000.00 W | 62 % | BG | 9 | Occupied | 9 | 66 % | 2.325 m² | Rack BG9, Floor Position = BG9 | 44 | 47 | 44 | 44 | 47 | 44
Room SDNN06 on Floor Ground Floor in Site SWINDON DATA CENTRE | 255336.00 W | 411000.00 W | 62 % | BG | 9 | Occupied | 9 | 66 % | 2.325 m² | Rack BG5, Floor Position = BG5 | 44 | 47 | 44 | 44 | 47 | 44
Room SDNN06 on Floor Ground Floor in Site SWINDON DATA CENTRE | 255336.00 W | 411000.00 W | 62 % | BG | 9 | Occupied | 9 | 66 % | 2.325 m² | Rack BG6, Floor Position = BG6 | 44 | 47 | 44 | 44 | 47 | 44
Room SDNN06 on Floor Ground Floor in Site SWINDON DATA CENTRE | 255336.00 W | 411000.00 W | 62 % | BG | 9 | Occupied | 9 | 66 % | 2.325 m² | Rack BG3, Floor Position = BG3 | 44 | 47 | 44 | 44 | 47 | 44
Room SDNN06 on Floor Ground Floor in Site SWINDON DATA CENTRE | 255336.00 W | 411000.00 W | 62 % | BG | 9 | Occupied | 9 | 66 % | 2.325 m² | Rack BG4, Floor Position = BG4 | 44 | 47 | 44 | 44 | 47 | 44
Room SDNN06 on Floor Ground Floor in Site SWINDON DATA CENTRE | 255336.00 W | 411000.00 W | 62 % | BG | 9 | Occupied | 9 | 66 % | 2.325 m² | Rack BG2, Floor Position = BG2 | 44 | 47 | 44 | 44 | 47 | 44
Room SDNN06 on Floor Ground Floor in Site SWINDON DATA CENTRE | 255336.00 W | 411000.00 W | 62 % | BG | 9 | Occupied | 9 | 66 % | 2.325 m² | Rack BG1, Floor Position = BG1 | 44 | 47 | 44 | 44 | 47 | 44
Room SDNN06 on Floor Ground Floor in Site SWINDON DATA CENTRE | 255336.00 W | 411000.00 W | 62 % | BG | 9 | Reserved | 0 | 0 % | 0.000 m²
Room SDNN06 on Floor Ground Floor in Site SWINDON DATA CENTRE | 255336.00 W | 411000.00 W | 62 % | BH | 9 | Free | 7 | 83 % | 2.905 m²
Room SDNN06 on Floor Ground Floor in Site SWINDON DATA CENTRE | 255336.00 W | 411000.00 W | 62 % | BH | 9 | Occupied | 2 | 17 % | 0.600 m² | Rack BG2, Floor Position = BG2 | 44 | 47 | 44 | 44 | 47 | 44
Room SDNN06 on Floor Ground Floor in Site SWINDON DATA CENTRE | 255336.00 W | 411000.00 W | 62 % | BH | 9 | Occupied | 2 | 17 % | 0.600 m² | Rack BG1, Floor Position = BG1 | 44 | 47 | 44 | 44 | 47 | 44
Room SDNN06 on Floor Ground Floor in Site SWINDON DATA CENTRE | 255336.00 W | 411000.00 W | 62 % | BH | 9 | Reserved | 0 | 0 % | 0.000 m²
Room SDNN06 on Floor Ground Floor in Site SWINDON DATA CENTRE | 255336.00 W | 411000.00 W | 62 % | BJ | 10 | Free | 5 | 61 % | 2.521 m²
Room SDNN06 on Floor Ground Floor in Site SWINDON DATA CENTRE | 255336.00 W | 411000.00 W | 62 % | BJ | 10 | Occupied | 5 | 39 % | 1.635 m² | Rack BJ2, Floor Position = BJ2 | 47 | 47 | 47 | 47 | 47 | 47
Room SDNN06 on Floor Ground Floor in Site SWINDON DATA CENTRE | 255336.00 W | 411000.00 W | 62 % | BJ | 10 | Occupied | 5 | 39 % | 1.635 m² | Rack BJ1, Floor Position = BJ1 | 47 | 47 | 47 | 47 | 47 | 47
Room SDNN06 on Floor Ground Floor in Site SWINDON DATA CENTRE | 255336.00 W | 411000.00 W | 62 % | BJ | 10 | Occupied | 5 | 39 % | 1.635 m² | Rack BJ4, Floor Position = BJ4 | 47 | 47 | 47 | 47 | 47 | 47
Room SDNN06 on Floor Ground Floor in Site SWINDON DATA CENTRE | 255336.00 W | 411000.00 W | 62 % | BJ | 10 | Occupied | 5 | 39 % | 1.635 m² | Rack BJ9, Floor Position = BJ9 | 46 | 47 | 46 | 46 | 47 | 46
Room SDNN06 on Floor Ground Floor in Site SWINDON DATA CENTRE | 255336.00 W | 411000.00 W | 62 % | BJ | 10 | Occupied | 5 | 39 % | 1.635 m² | Rack BJ11, Floor Position = BJ11 | 46 | 47 | 46 | 46 | 47 | 46
Room SDNN06 on Floor Ground Floor in Site SWINDON DATA CENTRE | 255336.00 W | 411000.00 W | 62 % | BJ | 10 | Reserved | 0 | 0 % | 0.000 m²
Room SDNN06 on Floor Ground Floor in Site SWINDON DATA CENTRE | 255336.00 W | 411000.00 W | 62 % | BK | 10 | Free | 8 | 77 % | 3.195 m²
Room SDNN06 on Floor Ground Floor in Site SWINDON DATA CENTRE | 255336.00 W | 411000.00 W | 62 % | BK | 10 | Occupied | 2 | 23 % | 0.960 m² | Rack BJ9, Floor Position = BJ9 | 46 | 47 | 46 | 46 | 47 | 46
Room SDNN06 on Floor Ground Floor in Site SWINDON DATA CENTRE | 255336.00 W | 411000.00 W | 62 % | BK | 10 | Occupied | 2 | 23 % | 0.960 m² | Rack BJ11, Floor Position = BJ11 | 46 | 47 | 46 | 46 | 47 | 46
Room SDNN06 on Floor Ground Floor in Site SWINDON DATA CENTRE | 255336.00 W | 411000.00 W | 62 % | BK | 10 | Reserved | 0 | 0 % | 0.000 m²
Room SDNN06 on Floor Ground Floor in Site SWINDON DATA CENTRE | 255336.00 W | 411000.00 W | 62 % | BL | 8 | Free | 8 | 100 % | 1.440 m²
Room SDNN06 on Floor Ground Floor in Site SWINDON DATA CENTRE | 255336.00 W | 411000.00 W | 62 % | BL | 8 | Occupied | 0 | 0 % | 0.000 m²
Room SDNN06 on Floor Ground Floor in Site SWINDON DATA CENTRE | 255336.00 W | 411000.00 W | 62 % | BL | 8 | Reserved | 0 | 0 % | 0.000 m²
Room SDNN06 on Floor Ground Floor in Site SWINDON DATA CENTRE | 255336.00 W | 411000.00 W | 62 % | BM | 8 | Free | 7 | 87 % | 1.260 m²
Room SDNN06 on Floor Ground Floor in Site SWINDON DATA CENTRE | 255336.00 W | 411000.00 W | 62 % | BM | 8 | Occupied | 1 | 13 % | 0.180 m² | Rack BM1, Floor Position = BM01 | 42 | 47 | 42 | 42 | 47 | 42
Room SDNN06 on Floor Ground Floor in Site SWINDON DATA CENTRE | 255336.00 W | 411000.00 W | 62 % | BM | 8 | Reserved | 0 | 0 % | 0.000 m²
Room SDNN06 on Floor Ground Floor in Site SWINDON DATA CENTRE | 255336.00 W | 411000.00 W | 62 % | BP | 2 | Free | 0 | 40 % | 0.360 m²
Room SDNN06 on Floor Ground Floor in Site SWINDON DATA CENTRE | 255336.00 W | 411000.00 W | 62 % | BP | 2 | Occupied | 2 | 60 % | 0.540 m² | ODF BP03, Floor Position = BP03 | 31 | 47 | 31 | 20 | 47 | 20
Room SDNN06 on Floor Ground Floor in Site SWINDON DATA CENTRE | 255336.00 W | 411000.00 W | 62 % | BP | 2 | Occupied | 2 | 60 % | 0.540 m² | ODF BP05, Floor Position = BP05 | 44 | 47 | 44 | 38 | 47 | 38
Room SDNN06 on Floor Ground Floor in Site SWINDON DATA CENTRE | 255336.00 W | 411000.00 W | 62 % | BP | 2 | Reserved | 0 | 0 % | 0.000 m²
Room SDNN06 on Floor Ground Floor in Site SWINDON DATA CENTRE | 255336.00 W | 411000.00 W | 62 % | C | 14 | Free | 0 | 28 % | 1.476 m²
Room SDNN06 on Floor Ground Floor in Site SWINDON DATA CENTRE | 255336.00 W | 411000.00 W | 62 % | C | 14 | Occupied | 14 | 72 % | 3.745 m² | Rack C12, Floor Position = C12 | 34 | 42 | 34 | 34 | 42 | 34
Room SDNN06 on Floor Ground Floor in Site SWINDON DATA CENTRE | 255336.00 W | 411000.00 W | 62 % | C | 14 | Occupied | 14 | 72 % | 3.745 m² | Rack C13, Floor Position = C13 | 34 | 42 | 34 | 34 | 42 | 34
Room SDNN06 on Floor Ground Floor in Site SWINDON DATA CENTRE | 255336.00 W | 411000.00 W | 62 % | C | 14 | Occupied | 14 | 72 % | 3.745 m² | Rack C14, Floor Position = C14 | 34 | 42 | 34 | 34 | 42 | 34
Room SDNN06 on Floor Ground Floor in Site SWINDON DATA CENTRE | 255336.00 W | 411000.00 W | 62 % | C | 14 | Occupied | 14 | 72 % | 3.745 m² | Rack C15, Floor Position = C15 | 25 | 42 | 25 | 18 | 42 | 18
Room SDNN06 on Floor Ground Floor in Site SWINDON DATA CENTRE | 255336.00 W | 411000.00 W | 62 % | C | 14 | Occupied | 14 | 72 % | 3.745 m² | Rack C16, Floor Position = C16 | 26 | 42 | 26 | 26 | 42 | 26
Room SDNN06 on Floor Ground Floor in Site SWINDON DATA CENTRE | 255336.00 W | 411000.00 W | 62 % | C | 14 | Occupied | 14 | 72 % | 3.745 m² | Rack CD05, Floor Position = C5 | 31 | 42 | 31 | 31 | 42 | 31
Room SDNN06 on Floor Ground Floor in Site SWINDON DATA CENTRE | 255336.00 W | 411000.00 W | 62 % | C | 14 | Occupied | 14 | 72 % | 3.745 m² | Rack C06, Floor Position = C6 | 19 | 38 | 14 | 9 | 33 | 9
Room SDNN06 on Floor Ground Floor in Site SWINDON DATA CENTRE | 255336.00 W | 411000.00 W | 62 % | C | 14 | Occupied | 14 | 72 % | 3.745 m² | Rack C07, Floor Position = C7 | 32 | 47 | 32 | 23 | 47 | 23
Room SDNN06 on Floor Ground Floor in Site SWINDON DATA CENTRE | 255336.00 W | 411000.00 W | 62 % | C | 14 | Occupied | 14 | 72 % | 3.745 m² | Rack C11, Floor Position = unset | 34 | 42 | 34 | 34 | 42 | 34
Room SDNN06 on Floor Ground Floor in Site SWINDON DATA CENTRE | 255336.00 W | 411000.00 W | 62 % | C | 14 | Occupied | 14 | 72 % | 3.745 m² | Rack C09, Floor Position = C9 | 25 | 45 | 25 | 15 | 45 | 15
Room SDNN06 on Floor Ground Floor in Site SWINDON DATA CENTRE | 255336.00 W | 411000.00 W | 62 % | C | 14 | Occupied | 14 | 72 % | 3.745 m² | Rack C10, Floor Position = C10 | 34 | 47 | 34 | 34 | 47 | 34
Room SDNN06 on Floor Ground Floor in Site SWINDON DATA CENTRE | 255336.00 W | 411000.00 W | 62 % | C | 14 | Occupied | 14 | 72 % | 3.745 m² | Rack C1, Floor Position = C1 | 0 | 42 | 0 | 0 | 42 | 0
Room SDNN06 on Floor Ground Floor in Site SWINDON DATA CENTRE | 255336.00 W | 411000.00 W | 62 % | C | 14 | Occupied | 14 | 72 % | 3.745 m² | Rack CD02, Floor Position = C2 | 36 | 25 | 18 | 27 | 5 | 2
Room SDNN06 on Floor Ground Floor in Site SWINDON DATA CENTRE | 255336.00 W | 411000.00 W | 62 % | C | 14 | Occupied | 14 | 72 % | 3.745 m² | Rack CD03, Floor Position = C3 | 31 | 42 | 31 | 31 | 42 | 31
Room SDNN06 on Floor Ground Floor in Site SWINDON DATA CENTRE | 255336.00 W | 411000.00 W | 62 % | C | 14 | Reserved | 0 | 0 % | 0.000 m²
Room SDNN06 on Floor Ground Floor in Site SWINDON DATA CENTRE | 255336.00 W | 411000.00 W | 62 % | D | 14 | Free | 4 | 35 % | 1.020 m²
Room SDNN06 on Floor Ground Floor in Site SWINDON DATA CENTRE | 255336.00 W | 411000.00 W | 62 % | D | 14 | Occupied | 10 | 65 % | 1.860 m² | Rack C15, Floor Position = C15 | 25 | 42 | 25 | 18 | 42 | 18
Room SDNN06 on Floor Ground Floor in Site SWINDON DATA CENTRE | 255336.00 W | 411000.00 W | 62 % | D | 14 | Occupied | 10 | 65 % | 1.860 m² | Rack C16, Floor Position = C16 | 26 | 42 | 26 | 26 | 42 | 26
Room SDNN06 on Floor Ground Floor in Site SWINDON DATA CENTRE | 255336.00 W | 411000.00 W | 62 % | D | 14 | Occupied | 10 | 65 % | 1.860 m² | Rack C13, Floor Position = C13 | 34 | 42 | 34 | 34 | 42 | 34
Room SDNN06 on Floor Ground Floor in Site SWINDON DATA CENTRE | 255336.00 W | 411000.00 W | 62 % | D | 14 | Occupied | 10 | 65 % | 1.860 m² | Rack C14, Floor Position = C14 | 34 | 42 | 34 | 34 | 42 | 34
Room SDNN06 on Floor Ground Floor in Site SWINDON DATA CENTRE | 255336.00 W | 411000.00 W | 62 % | D | 14 | Occupied | 10 | 65 % | 1.860 m² | Rack C12, Floor Position = C12 | 34 | 42 | 34 | 34 | 42 | 34
Room SDNN06 on Floor Ground Floor in Site SWINDON DATA CENTRE | 255336.00 W | 411000.00 W | 62 % | D | 14 | Occupied | 10 | 65 % | 1.860 m² | Rack C11, Floor Position = unset | 34 | 42 | 34 | 34 | 42 | 34
Room SDNN06 on Floor Ground Floor in Site SWINDON DATA CENTRE | 255336.00 W | 411000.00 W | 62 % | D | 14 | Occupied | 10 | 65 % | 1.860 m² | Rack D9, Floor Position = D9 | 42 | 45 | 42 | 42 | 45 | 42
Room SDNN06 on Floor Ground Floor in Site SWINDON DATA CENTRE | 255336.00 W | 411000.00 W | 62 % | D | 14 | Occupied | 10 | 65 % | 1.860 m² | Rack C07, Floor Position = C7 | 32 | 47 | 32 | 23 | 47 | 23
Room SDNN06 on Floor Ground Floor in Site SWINDON DATA CENTRE | 255336.00 W | 411000.00 W | 62 % | D | 14 | Occupied | 10 | 65 % | 1.860 m² | Rack C06, Floor Position = C6 | 19 | 38 | 14 | 9 | 33 | 9
Room SDNN06 on Floor Ground Floor in Site SWINDON DATA CENTRE | 255336.00 W | 411000.00 W | 62 % | D | 14 | Occupied | 10 | 65 % | 1.860 m² | Rack C1, Floor Position = C1 | 0 | 42 | 0 | 0 | 42 | 0
Room SDNN06 on Floor Ground Floor in Site SWINDON DATA CENTRE | 255336.00 W | 411000.00 W | 62 % | D | 14 | Reserved | 0 | 0 % | 0.000 m²
Room SDNN06 on Floor Ground Floor in Site SWINDON DATA CENTRE | 255336.00 W | 411000.00 W | 62 % | E | 11 | Free | 8 | 77 % | 2.225 m²
Room SDNN06 on Floor Ground Floor in Site SWINDON DATA CENTRE | 255336.00 W | 411000.00 W | 62 % | E | 11 | Occupied | 3 | 23 % | 0.655 m² | ODF E10, Floor Position = E10 | 3 | 46 | 3 | 2 | 46 | 2
Room SDNN06 on Floor Ground Floor in Site SWINDON DATA CENTRE | 255336.00 W | 411000.00 W | 62 % | E | 11 | Occupied | 3 | 23 % | 0.655 m² | Rack E16, Floor Position = E16 | 42 | 42 | 42 | 42 | 42 | 42
Room SDNN06 on Floor Ground Floor in Site SWINDON DATA CENTRE | 255336.00 W | 411000.00 W | 62 % | E | 11 | Occupied | 3 | 23 % | 0.655 m² | ODF E09, Floor Position = E9 | 4 | 46 | 4 | 2 | 46 | 2
Room SDNN06 on Floor Ground Floor in Site SWINDON DATA CENTRE | 255336.00 W | 411000.00 W | 62 % | E | 11 | Reserved | 0 | 0 % | 0.000 m²
Room SDNN06 on Floor Ground Floor in Site SWINDON DATA CENTRE | 255336.00 W | 411000.00 W | 62 % | F | 11 | Free | 8 | 87 % | 2.495 m²
Room SDNN06 on Floor Ground Floor in Site SWINDON DATA CENTRE | 255336.00 W | 411000.00 W | 62 % | F | 11 | Occupied | 3 | 13 % | 0.385 m² | ODF Amitie ODF - SDNN06, Floor Position = unset | 27 | 47 | 27 | 20 | 47 | 20
Room SDNN06 on Floor Ground Floor in Site SWINDON DATA CENTRE | 255336.00 W | 411000.00 W | 62 % | F | 11 | Occupied | 3 | 13 % | 0.385 m² | Rack F16, Floor Position = F16 | 42 | 42 | 42 | 42 | 42 | 42
Room SDNN06 on Floor Ground Floor in Site SWINDON DATA CENTRE | 255336.00 W | 411000.00 W | 62 % | F | 11 | Reserved | 0 | 0 % | 0.000 m²
Room SDNN06 on Floor Ground Floor in Site SWINDON DATA CENTRE | 255336.00 W | 411000.00 W | 62 % | G | 13 | Free | 3 | 35 % | 1.235 m²
Room SDNN06 on Floor Ground Floor in Site SWINDON DATA CENTRE | 255336.00 W | 411000.00 W | 62 % | G | 13 | Occupied | 10 | 65 % | 2.317 m² | Rack H16, Floor Position = H16 | 0 | 42 | 0 | 0 | 42 | 0
Room SDNN06 on Floor Ground Floor in Site SWINDON DATA CENTRE | 255336.00 W | 411000.00 W | 62 % | G | 13 | Occupied | 10 | 65 % | 2.317 m² | ODF G14, Floor Position = G14 | 47 | 47 | 47 | 47 | 47 | 47
Room SDNN06 on Floor Ground Floor in Site SWINDON DATA CENTRE | 255336.00 W | 411000.00 W | 62 % | G | 13 | Occupied | 10 | 65 % | 2.317 m² | Rack G10, Floor Position = G10 | 47 | 47 | 47 | 47 | 47 | 47
Room SDNN06 on Floor Ground Floor in Site SWINDON DATA CENTRE | 255336.00 W | 411000.00 W | 62 % | G | 13 | Occupied | 10 | 65 % | 2.317 m² | Rack G11, Floor Position = G11 | 47 | 47 | 47 | 47 | 47 | 47
Room SDNN06 on Floor Ground Floor in Site SWINDON DATA CENTRE | 255336.00 W | 411000.00 W | 62 % | G | 13 | Occupied | 10 | 65 % | 2.317 m² | Rack H08, Floor Position = H8 | 38 | 45 | 38 | 24 | 45 | 24
Room SDNN06 on Floor Ground Floor in Site SWINDON DATA CENTRE | 255336.00 W | 411000.00 W | 62 % | G | 13 | Occupied | 10 | 65 % | 2.317 m² | Rack H6, Floor Position = H6 | 45 | 45 | 45 | 45 | 45 | 45
Room SDNN06 on Floor Ground Floor in Site SWINDON DATA CENTRE | 255336.00 W | 411000.00 W | 62 % | G | 13 | Occupied | 10 | 65 % | 2.317 m² | Rack H07, Floor Position = H7 | 4 | 45 | 4 | 2 | 45 | 2
Room SDNN06 on Floor Ground Floor in Site SWINDON DATA CENTRE | 255336.00 W | 411000.00 W | 62 % | G | 13 | Occupied | 10 | 65 % | 2.317 m² | Rack H3, Floor Position = H3 | 42 | 45 | 42 | 42 | 45 | 42
Room SDNN06 on Floor Ground Floor in Site SWINDON DATA CENTRE | 255336.00 W | 411000.00 W | 62 % | G | 13 | Occupied | 10 | 65 % | 2.317 m² | Rack H4, Floor Position = H4 | 45 | 45 | 45 | 45 | 45 | 45
Room SDNN06 on Floor Ground Floor in Site SWINDON DATA CENTRE | 255336.00 W | 411000.00 W | 62 % | G | 13 | Occupied | 10 | 65 % | 2.317 m² | Rack H1, Floor Position = H1 | 42 | 45 | 42 | 42 | 45 | 42
Room SDNN06 on Floor Ground Floor in Site SWINDON DATA CENTRE | 255336.00 W | 411000.00 W | 62 % | G | 13 | Reserved | 0 | 0 % | 0.000 m²
Room SDNN06 on Floor Ground Floor in Site SWINDON DATA CENTRE | 255336.00 W | 411000.00 W | 62 % | H | 13 | Free | 1 | 37 % | 2.465 m²
Room SDNN06 on Floor Ground Floor in Site SWINDON DATA CENTRE | 255336.00 W | 411000.00 W | 62 % | H | 13 | Occupied | 12 | 63 % | 4.254 m² | Rack G/H15, Floor Position = H15 | 33 | 44 | 33 | 32 | 44 | 32
Room SDNN06 on Floor Ground Floor in Site SWINDON DATA CENTRE | 255336.00 W | 411000.00 W | 62 % | H | 13 | Occupied | 12 | 63 % | 4.254 m² | Rack H16, Floor Position = H16 | 0 | 42 | 0 | 0 | 42 | 0
Room SDNN06 on Floor Ground Floor in Site SWINDON DATA CENTRE | 255336.00 W | 411000.00 W | 62 % | H | 13 | Occupied | 12 | 63 % | 4.254 m² | ODF H14, Floor Position = H14 | 1 | 44 | 1 | 1 | 44 | 1
Room SDNN06 on Floor Ground Floor in Site SWINDON DATA CENTRE | 255336.00 W | 411000.00 W | 62 % | H | 13 | Occupied | 12 | 63 % | 4.254 m² | Rack H11, Floor Position = H11 | 42 | 42 | 42 | 42 | 42 | 42
Room SDNN06 on Floor Ground Floor in Site SWINDON DATA CENTRE | 255336.00 W | 411000.00 W | 62 % | H | 13 | Occupied | 12 | 63 % | 4.254 m² | Rack H10, Floor Position = H10 | 42 | 42 | 42 | 42 | 42 | 42
Room SDNN06 on Floor Ground Floor in Site SWINDON DATA CENTRE | 255336.00 W | 411000.00 W | 62 % | H | 13 | Occupied | 12 | 63 % | 4.254 m² | Rack H08, Floor Position = H8 | 38 | 45 | 38 | 24 | 45 | 24
Room SDNN06 on Floor Ground Floor in Site SWINDON DATA CENTRE | 255336.00 W | 411000.00 W | 62 % | H | 13 | Occupied | 12 | 63 % | 4.254 m² | Rack GH05, Floor Position = H5 | 15 | 34 | 13 | 8 | 32 | 7
Room SDNN06 on Floor Ground Floor in Site SWINDON DATA CENTRE | 255336.00 W | 411000.00 W | 62 % | H | 13 | Occupied | 12 | 63 % | 4.254 m² | Rack H6, Floor Position = H6 | 45 | 45 | 45 | 45 | 45 | 45
Room SDNN06 on Floor Ground Floor in Site SWINDON DATA CENTRE | 255336.00 W | 411000.00 W | 62 % | H | 13 | Occupied | 12 | 63 % | 4.254 m² | Rack H07, Floor Position = H7 | 4 | 45 | 4 | 2 | 45 | 2
Room SDNN06 on Floor Ground Floor in Site SWINDON DATA CENTRE | 255336.00 W | 411000.00 W | 62 % | H | 13 | Occupied | 12 | 63 % | 4.254 m² | Rack H4, Floor Position = H4 | 45 | 45 | 45 | 45 | 45 | 45
Room SDNN06 on Floor Ground Floor in Site SWINDON DATA CENTRE | 255336.00 W | 411000.00 W | 62 % | H | 13 | Occupied | 12 | 63 % | 4.254 m² | Rack H3, Floor Position = H3 | 42 | 45 | 42 | 42 | 45 | 42
Room SDNN06 on Floor Ground Floor in Site SWINDON DATA CENTRE | 255336.00 W | 411000.00 W | 62 % | H | 13 | Occupied | 12 | 63 % | 4.254 m² | Rack H1, Floor Position = H1 | 42 | 45 | 42 | 42 | 45 | 42
Room SDNN06 on Floor Ground Floor in Site SWINDON DATA CENTRE | 255336.00 W | 411000.00 W | 62 % | H | 13 | Reserved | 0 | 0 % | 0.000 m²
Room SDNN06 on Floor Ground Floor in Site SWINDON DATA CENTRE | 255336.00 W | 411000.00 W | 62 % | J | 14 | Free | 4 | 43 % | 2.069 m²
Room SDNN06 on Floor Ground Floor in Site SWINDON DATA CENTRE | 255336.00 W | 411000.00 W | 62 % | J | 14 | Occupied | 10 | 57 % | 2.731 m² | Rack J16, Floor Position = J16 | 32 | 34 | 24 | 22 | 15 | 8
Room SDNN06 on Floor Ground Floor in Site SWINDON DATA CENTRE | 255336.00 W | 411000.00 W | 62 % | J | 14 | Occupied | 10 | 57 % | 2.731 m² | ODF J12, Floor Position = J12 | 44 | 46 | 44 | 30 | 46 | 30
Room SDNN06 on Floor Ground Floor in Site SWINDON DATA CENTRE | 255336.00 W | 411000.00 W | 62 % | J | 14 | Occupied | 10 | 57 % | 2.731 m² | ODF J14, Floor Position = J14 | 46 | 46 | 46 | 46 | 46 | 46
Room SDNN06 on Floor Ground Floor in Site SWINDON DATA CENTRE | 255336.00 W | 411000.00 W | 62 % | J | 14 | Occupied | 10 | 57 % | 2.731 m² | Rack J5, Floor Position = J5 | 42 | 47 | 42 | 42 | 47 | 42
Room SDNN06 on Floor Ground Floor in Site SWINDON DATA CENTRE | 255336.00 W | 411000.00 W | 62 % | J | 14 | Occupied | 10 | 57 % | 2.731 m² | ODF J11, Floor Position = J11 | 44 | 46 | 44 | 23 | 46 | 23
Room SDNN06 on Floor Ground Floor in Site SWINDON DATA CENTRE | 255336.00 W | 411000.00 W | 62 % | J | 14 | Occupied | 10 | 57 % | 2.731 m² | Rack J9, Floor Position = J9 | 44 | 47 | 44 | 44 | 47 | 44
Room SDNN06 on Floor Ground Floor in Site SWINDON DATA CENTRE | 255336.00 W | 411000.00 W | 62 % | J | 14 | Occupied | 10 | 57 % | 2.731 m² | Rack J6, Floor Position = J6 | 44 | 47 | 44 | 44 | 47 | 44
Room SDNN06 on Floor Ground Floor in Site SWINDON DATA CENTRE | 255336.00 W | 411000.00 W | 62 % | J | 14 | Occupied | 10 | 57 % | 2.731 m² | Rack J2, Floor Position = J2 | 44 | 47 | 44 | 44 | 47 | 44
Room SDNN06 on Floor Ground Floor in Site SWINDON DATA CENTRE | 255336.00 W | 411000.00 W | 62 % | J | 14 | Occupied | 10 | 57 % | 2.731 m² | Rack J3, Floor Position = J3 | 42 | 47 | 42 | 42 | 47 | 42
Room SDNN06 on Floor Ground Floor in Site SWINDON DATA CENTRE | 255336.00 W | 411000.00 W | 62 % | J | 14 | Occupied | 10 | 57 % | 2.731 m² | Rack J4, Floor Position = J4 | 44 | 47 | 44 | 44 | 47 | 44
Room SDNN06 on Floor Ground Floor in Site SWINDON DATA CENTRE | 255336.00 W | 411000.00 W | 62 % | J | 14 | Reserved | 0 | 0 % | 0.000 m²
Room SDNN06 on Floor Ground Floor in Site SWINDON DATA CENTRE | 255336.00 W | 411000.00 W | 62 % | K | 14 | Free | 4 | 28 % | 0.810 m²
Room SDNN06 on Floor Ground Floor in Site SWINDON DATA CENTRE | 255336.00 W | 411000.00 W | 62 % | K | 14 | Occupied | 10 | 72 % | 2.069 m² | Rack J16, Floor Position = J16 | 32 | 34 | 24 | 22 | 15 | 8
Room SDNN06 on Floor Ground Floor in Site SWINDON DATA CENTRE | 255336.00 W | 411000.00 W | 62 % | K | 14 | Occupied | 10 | 72 % | 2.069 m² | ODF K12, Floor Position = K12 | 6 | 46 | 6 | 3 | 46 | 3
Room SDNN06 on Floor Ground Floor in Site SWINDON DATA CENTRE | 255336.00 W | 411000.00 W | 62 % | K | 14 | Occupied | 10 | 72 % | 2.069 m² | ODF K14, Floor Position = K14 | 12 | 46 | 12 | 6 | 46 | 6
Room SDNN06 on Floor Ground Floor in Site SWINDON DATA CENTRE | 255336.00 W | 411000.00 W | 62 % | K | 14 | Occupied | 10 | 72 % | 2.069 m² | Rack J5, Floor Position = J5 | 42 | 47 | 42 | 42 | 47 | 42
Room SDNN06 on Floor Ground Floor in Site SWINDON DATA CENTRE | 255336.00 W | 411000.00 W | 62 % | K | 14 | Occupied | 10 | 72 % | 2.069 m² | ODF K11, Floor Position = K11 | 44 | 46 | 44 | 23 | 46 | 23
Room SDNN06 on Floor Ground Floor in Site SWINDON DATA CENTRE | 255336.00 W | 411000.00 W | 62 % | K | 14 | Occupied | 10 | 72 % | 2.069 m² | Rack J9, Floor Position = J9 | 44 | 47 | 44 | 44 | 47 | 44
Room SDNN06 on Floor Ground Floor in Site SWINDON DATA CENTRE | 255336.00 W | 411000.00 W | 62 % | K | 14 | Occupied | 10 | 72 % | 2.069 m² | Rack J6, Floor Position = J6 | 44 | 47 | 44 | 44 | 47 | 44
Room SDNN06 on Floor Ground Floor in Site SWINDON DATA CENTRE | 255336.00 W | 411000.00 W | 62 % | K | 14 | Occupied | 10 | 72 % | 2.069 m² | Rack J3, Floor Position = J3 | 42 | 47 | 42 | 42 | 47 | 42
Room SDNN06 on Floor Ground Floor in Site SWINDON DATA CENTRE | 255336.00 W | 411000.00 W | 62 % | K | 14 | Occupied | 10 | 72 % | 2.069 m² | Rack J4, Floor Position = J4 | 44 | 47 | 44 | 44 | 47 | 44
Room SDNN06 on Floor Ground Floor in Site SWINDON DATA CENTRE | 255336.00 W | 411000.00 W | 62 % | K | 14 | Occupied | 10 | 72 % | 2.069 m² | Rack J2, Floor Position = J2 | 44 | 47 | 44 | 44 | 47 | 44
Room SDNN06 on Floor Ground Floor in Site SWINDON DATA CENTRE | 255336.00 W | 411000.00 W | 62 % | K | 14 | Reserved | 0 | 0 % | 0.000 m²
Room SDNN06 on Floor Ground Floor in Site SWINDON DATA CENTRE | 255336.00 W | 411000.00 W | 62 % | L | 14 | Free | 4 | 31 % | 0.900 m²
Room SDNN06 on Floor Ground Floor in Site SWINDON DATA CENTRE | 255336.00 W | 411000.00 W | 62 % | L | 14 | Occupied | 10 | 69 % | 1.980 m² | Rack L13, Floor Position = L13 | 40 | 47 | 40 | 25 | 47 | 25
Room SDNN06 on Floor Ground Floor in Site SWINDON DATA CENTRE | 255336.00 W | 411000.00 W | 62 % | L | 14 | Occupied | 10 | 69 % | 1.980 m² | Rack L14, Floor Position = L14 | 39 | 42 | 39 | 39 | 42 | 39
Room SDNN06 on Floor Ground Floor in Site SWINDON DATA CENTRE | 255336.00 W | 411000.00 W | 62 % | L | 14 | Occupied | 10 | 69 % | 1.980 m² | Rack L11, Floor Position = L11 | 13 | 47 | 13 | 6 | 47 | 6
Room SDNN06 on Floor Ground Floor in Site SWINDON DATA CENTRE | 255336.00 W | 411000.00 W | 62 % | L | 14 | Occupied | 10 | 69 % | 1.980 m² | Rack L10, Floor Position = L10 | 13 | 47 | 13 | 6 | 47 | 6
Room SDNN06 on Floor Ground Floor in Site SWINDON DATA CENTRE | 255336.00 W | 411000.00 W | 62 % | L | 14 | Occupied | 10 | 69 % | 1.980 m² | Rack L09, Floor Position = L9 | 14 | 47 | 14 | 7 | 47 | 7
Room SDNN06 on Floor Ground Floor in Site SWINDON DATA CENTRE | 255336.00 W | 411000.00 W | 62 % | L | 14 | Occupied | 10 | 69 % | 1.980 m² | ODF CODF L06, Floor Position = L6 | 15 | 47 | 15 | 11 | 47 | 11
Room SDNN06 on Floor Ground Floor in Site SWINDON DATA CENTRE | 255336.00 W | 411000.00 W | 62 % | L | 14 | Occupied | 10 | 69 % | 1.980 m² | ODF CODF L08, Floor Position = L8 | 2 | 47 | 2 | 2 | 47 | 2
Room SDNN06 on Floor Ground Floor in Site SWINDON DATA CENTRE | 255336.00 W | 411000.00 W | 62 % | L | 14 | Occupied | 10 | 69 % | 1.980 m² | ODF L03, Floor Position = L3 | 43 | 47 | 43 | 18 | 47 | 18
Room SDNN06 on Floor Ground Floor in Site SWINDON DATA CENTRE | 255336.00 W | 411000.00 W | 62 % | L | 14 | Occupied | 10 | 69 % | 1.980 m² | ODF L05, Floor Position = L5 | 45 | 47 | 45 | 38 | 47 | 38
Room SDNN06 on Floor Ground Floor in Site SWINDON DATA CENTRE | 255336.00 W | 411000.00 W | 62 % | L | 14 | Occupied | 10 | 69 % | 1.980 m² | Rack M1, Floor Position = L01 | 0 | 42 | 0 | 0 | 42 | 0
Room SDNN06 on Floor Ground Floor in Site SWINDON DATA CENTRE | 255336.00 W | 411000.00 W | 62 % | L | 14 | Reserved | 0 | 0 % | 0.000 m²
Room SDNN06 on Floor Ground Floor in Site SWINDON DATA CENTRE | 255336.00 W | 411000.00 W | 62 % | M | 14 | Free | 5 | 39 % | 1.500 m²
Room SDNN06 on Floor Ground Floor in Site SWINDON DATA CENTRE | 255336.00 W | 411000.00 W | 62 % | M | 14 | Occupied | 9 | 61 % | 2.340 m² | Rack M15, Floor Position = M15 | 24 | 47 | 24 | 17 | 47 | 17
Room SDNN06 on Floor Ground Floor in Site SWINDON DATA CENTRE | 255336.00 W | 411000.00 W | 62 % | M | 14 | Occupied | 9 | 61 % | 2.340 m² | Rack M16, Floor Position = M16 | 39 | 47 | 39 | 31 | 47 | 31
Room SDNN06 on Floor Ground Floor in Site SWINDON DATA CENTRE | 255336.00 W | 411000.00 W | 62 % | M | 14 | Occupied | 9 | 61 % | 2.340 m² | Rack M13, Floor Position = M13 | 44 | 47 | 44 | 44 | 47 | 44
Room SDNN06 on Floor Ground Floor in Site SWINDON DATA CENTRE | 255336.00 W | 411000.00 W | 62 % | M | 14 | Occupied | 9 | 61 % | 2.340 m² | Rack M14, Floor Position = M14 | 32 | 46 | 32 | 31 | 46 | 31
Room SDNN06 on Floor Ground Floor in Site SWINDON DATA CENTRE | 255336.00 W | 411000.00 W | 62 % | M | 14 | Occupied | 9 | 61 % | 2.340 m² | Rack M05, Floor Position = M5 | 11 | 48 | 11 | 7 | 48 | 7
Room SDNN06 on Floor Ground Floor in Site SWINDON DATA CENTRE | 255336.00 W | 411000.00 W | 62 % | M | 14 | Occupied | 9 | 61 % | 2.340 m² | Rack M06, Floor Position = M6 | 18 | 48 | 18 | 5 | 48 | 5
Room SDNN06 on Floor Ground Floor in Site SWINDON DATA CENTRE | 255336.00 W | 411000.00 W | 62 % | M | 14 | Occupied | 9 | 61 % | 2.340 m² | Rack M08, Floor Position = M8 | 12 | 48 | 12 | 8 | 48 | 8
Room SDNN06 on Floor Ground Floor in Site SWINDON DATA CENTRE | 255336.00 W | 411000.00 W | 62 % | M | 14 | Occupied | 9 | 61 % | 2.340 m² | Rack M03, Floor Position = M3 | 14 | 48 | 14 | 5 | 48 | 5
Room SDNN06 on Floor Ground Floor in Site SWINDON DATA CENTRE | 255336.00 W | 411000.00 W | 62 % | M | 14 | Occupied | 9 | 61 % | 2.340 m² | Rack M1, Floor Position = L01 | 0 | 42 | 0 | 0 | 42 | 0
Room SDNN06 on Floor Ground Floor in Site SWINDON DATA CENTRE | 255336.00 W | 411000.00 W | 62 % | M | 14 | Reserved | 0 | 0 % | 0.000 m²
Room SDNN06 on Floor Ground Floor in Site SWINDON DATA CENTRE | 255336.00 W | 411000.00 W | 62 % | N | 12 | Free | 0 | 9 % | 0.271 m²
Room SDNN06 on Floor Ground Floor in Site SWINDON DATA CENTRE | 255336.00 W | 411000.00 W | 62 % | N | 12 | Occupied | 12 | 91 % | 2.609 m² | Rack N13, Floor Position = N13 | 44 | 47 | 44 | 44 | 47 | 44
Room SDNN06 on Floor Ground Floor in Site SWINDON DATA CENTRE | 255336.00 W | 411000.00 W | 62 % | N | 12 | Occupied | 12 | 91 % | 2.609 m² | Rack N16, Floor Position = N16 | 30 | 42 | 30 | 21 | 42 | 21
Room SDNN06 on Floor Ground Floor in Site SWINDON DATA CENTRE | 255336.00 W | 411000.00 W | 62 % | N | 12 | Occupied | 12 | 91 % | 2.609 m² | Rack N12, Floor Position = N12 | 44 | 47 | 44 | 44 | 47 | 44
Room SDNN06 on Floor Ground Floor in Site SWINDON DATA CENTRE | 255336.00 W | 411000.00 W | 62 % | N | 12 | Occupied | 12 | 91 % | 2.609 m² | ODF N05, Floor Position = N5 | 45 | 47 | 45 | 27 | 47 | 27
Room SDNN06 on Floor Ground Floor in Site SWINDON DATA CENTRE | 255336.00 W | 411000.00 W | 62 % | N | 12 | Occupied | 12 | 91 % | 2.609 m² | Rack N10, Floor Position = N10 | 44 | 47 | 44 | 44 | 47 | 44
Room SDNN06 on Floor Ground Floor in Site SWINDON DATA CENTRE | 255336.00 W | 411000.00 W | 62 % | N | 12 | Occupied | 12 | 91 % | 2.609 m² | Rack N11, Floor Position = N11 | 44 | 47 | 44 | 44 | 47 | 44
Room SDNN06 on Floor Ground Floor in Site SWINDON DATA CENTRE | 255336.00 W | 411000.00 W | 62 % | N | 12 | Occupied | 12 | 91 % | 2.609 m² | Rack N9, Floor Position = N9 | 44 | 47 | 44 | 44 | 47 | 44
Room SDNN06 on Floor Ground Floor in Site SWINDON DATA CENTRE | 255336.00 W | 411000.00 W | 62 % | N | 12 | Occupied | 12 | 91 % | 2.609 m² | Rack N8, Floor Position = N8 | 44 | 47 | 44 | 44 | 47 | 44
Room SDNN06 on Floor Ground Floor in Site SWINDON DATA CENTRE | 255336.00 W | 411000.00 W | 62 % | N | 12 | Occupied | 12 | 91 % | 2.609 m² | Rack N3, Floor Position = N3 | 44 | 47 | 44 | 44 | 47 | 44
Room SDNN06 on Floor Ground Floor in Site SWINDON DATA CENTRE | 255336.00 W | 411000.00 W | 62 % | N | 12 | Occupied | 12 | 91 % | 2.609 m² | Rack N4, Floor Position = N4 | 42 | 47 | 42 | 42 | 47 | 42
Room SDNN06 on Floor Ground Floor in Site SWINDON DATA CENTRE | 255336.00 W | 411000.00 W | 62 % | N | 12 | Occupied | 12 | 91 % | 2.609 m² | Rack N2, Floor Position = N2 | 44 | 47 | 44 | 44 | 47 | 44
Room SDNN06 on Floor Ground Floor in Site SWINDON DATA CENTRE | 255336.00 W | 411000.00 W | 62 % | N | 12 | Occupied | 12 | 91 % | 2.609 m² | Rack N1, Floor Position = N1 | 44 | 47 | 44 | 44 | 47 | 44
Room SDNN06 on Floor Ground Floor in Site SWINDON DATA CENTRE | 255336.00 W | 411000.00 W | 62 % | N | 12 | Reserved | 0 | 0 % | 0.000 m²
Room SDNN06 on Floor Ground Floor in Site SWINDON DATA CENTRE | 255336.00 W | 411000.00 W | 62 % | P | 12 | Free | 1 | 25 % | 0.719 m²
Room SDNN06 on Floor Ground Floor in Site SWINDON DATA CENTRE | 255336.00 W | 411000.00 W | 62 % | P | 12 | Occupied | 11 | 75 % | 2.158 m² | Rack N16, Floor Position = N16 | 30 | 42 | 30 | 21 | 42 | 21
Room SDNN06 on Floor Ground Floor in Site SWINDON DATA CENTRE | 255336.00 W | 411000.00 W | 62 % | P | 12 | Occupied | 11 | 75 % | 2.158 m² | Rack P12, Floor Position = P12 | 44 | 47 | 44 | 44 | 47 | 44
Room SDNN06 on Floor Ground Floor in Site SWINDON DATA CENTRE | 255336.00 W | 411000.00 W | 62 % | P | 12 | Occupied | 11 | 75 % | 2.158 m² | Rack P14, Floor Position = P14 | 44 | 47 | 44 | 44 | 47 | 44
Room SDNN06 on Floor Ground Floor in Site SWINDON DATA CENTRE | 255336.00 W | 411000.00 W | 62 % | P | 12 | Occupied | 11 | 75 % | 2.158 m² | Rack P11, Floor Position = P11 | 44 | 47 | 44 | 44 | 47 | 44
Room SDNN06 on Floor Ground Floor in Site SWINDON DATA CENTRE | 255336.00 W | 411000.00 W | 62 % | P | 12 | Occupied | 11 | 75 % | 2.158 m² | Rack P9, Floor Position = P9 | 44 | 47 | 44 | 44 | 47 | 44
Room SDNN06 on Floor Ground Floor in Site SWINDON DATA CENTRE | 255336.00 W | 411000.00 W | 62 % | P | 12 | Occupied | 11 | 75 % | 2.158 m² | Rack P10, Floor Position = P10 | 44 | 47 | 44 | 44 | 47 | 44
Room SDNN06 on Floor Ground Floor in Site SWINDON DATA CENTRE | 255336.00 W | 411000.00 W | 62 % | P | 12 | Occupied | 11 | 75 % | 2.158 m² | Rack P8, Floor Position = P8 | 44 | 47 | 44 | 44 | 47 | 44
Room SDNN06 on Floor Ground Floor in Site SWINDON DATA CENTRE | 255336.00 W | 411000.00 W | 62 % | P | 12 | Occupied | 11 | 75 % | 2.158 m² | Rack P6, Floor Position = P6 | 44 | 47 | 44 | 44 | 47 | 44
Room SDNN06 on Floor Ground Floor in Site SWINDON DATA CENTRE | 255336.00 W | 411000.00 W | 62 % | P | 12 | Occupied | 11 | 75 % | 2.158 m² | Rack P3, Floor Position = P3 | 44 | 47 | 44 | 44 | 47 | 44
Room SDNN06 on Floor Ground Floor in Site SWINDON DATA CENTRE | 255336.00 W | 411000.00 W | 62 % | P | 12 | Occupied | 11 | 75 % | 2.158 m² | Rack P4, Floor Position = P4 | 37 | 42 | 37 | 37 | 42 | 37
Room SDNN06 on Floor Ground Floor in Site SWINDON DATA CENTRE | 255336.00 W | 411000.00 W | 62 % | P | 12 | Occupied | 11 | 75 % | 2.158 m² | Rack P1, Floor Position = P1 | 44 | 47 | 44 | 44 | 47 | 44
Room SDNN06 on Floor Ground Floor in Site SWINDON DATA CENTRE | 255336.00 W | 411000.00 W | 62 % | P | 12 | Reserved | 0 | 0 % | 0.000 m²
Room SDNN06 on Floor Ground Floor in Site SWINDON DATA CENTRE | 255336.00 W | 411000.00 W | 62 % | Q | 15 | Free | 4 | 25 % | 0.720 m²
Room SDNN06 on Floor Ground Floor in Site SWINDON DATA CENTRE | 255336.00 W | 411000.00 W | 62 % | Q | 15 | Occupied | 11 | 75 % | 2.160 m² | Rack Q16, Floor Position = Q16 | 0 | 42 | 0 | 0 | 42 | 0
Room SDNN06 on Floor Ground Floor in Site SWINDON DATA CENTRE | 255336.00 W | 411000.00 W | 62 % | Q | 15 | Occupied | 11 | 75 % | 2.160 m² | ODF Q12, Floor Position = Q12 | 42 | 42 | 42 | 42 | 42 | 42
Room SDNN06 on Floor Ground Floor in Site SWINDON DATA CENTRE | 255336.00 W | 411000.00 W | 62 % | Q | 15 | Occupied | 11 | 75 % | 2.160 m² | Rack Q5, Floor Position = Q5 | 34 | 42 | 34 | 34 | 42 | 34
Room SDNN06 on Floor Ground Floor in Site SWINDON DATA CENTRE | 255336.00 W | 411000.00 W | 62 % | Q | 15 | Occupied | 11 | 75 % | 2.160 m² | ODF Q10, Floor Position = Q10 | 42 | 42 | 42 | 42 | 42 | 42
Room SDNN06 on Floor Ground Floor in Site SWINDON DATA CENTRE | 255336.00 W | 411000.00 W | 62 % | Q | 15 | Occupied | 11 | 75 % | 2.160 m² | ODF Q11, Floor Position = Q11 | 42 | 47 | 42 | 26 | 47 | 26
Room SDNN06 on Floor Ground Floor in Site SWINDON DATA CENTRE | 255336.00 W | 411000.00 W | 62 % | Q | 15 | Occupied | 11 | 75 % | 2.160 m² | Rack Q7, Floor Position = Q7 | 34 | 42 | 34 | 34 | 42 | 34
Room SDNN06 on Floor Ground Floor in Site SWINDON DATA CENTRE | 255336.00 W | 411000.00 W | 62 % | Q | 15 | Occupied | 11 | 75 % | 2.160 m² | Rack Q6, Floor Position = Q6 | 34 | 42 | 34 | 34 | 42 | 34
Room SDNN06 on Floor Ground Floor in Site SWINDON DATA CENTRE | 255336.00 W | 411000.00 W | 62 % | Q | 15 | Occupied | 11 | 75 % | 2.160 m² | Rack Q3, Floor Position = Q3 | 27 | 42 | 27 | 25 | 42 | 25
Room SDNN06 on Floor Ground Floor in Site SWINDON DATA CENTRE | 255336.00 W | 411000.00 W | 62 % | Q | 15 | Occupied | 11 | 75 % | 2.160 m² | Rack Q4, Floor Position = Q4 | 34 | 42 | 34 | 34 | 42 | 34
Room SDNN06 on Floor Ground Floor in Site SWINDON DATA CENTRE | 255336.00 W | 411000.00 W | 62 % | Q | 15 | Occupied | 11 | 75 % | 2.160 m² | Rack Q2, Floor Position = Q2 | 26 | 42 | 26 | 23 | 42 | 23
Room SDNN06 on Floor Ground Floor in Site SWINDON DATA CENTRE | 255336.00 W | 411000.00 W | 62 % | Q | 15 | Occupied | 11 | 75 % | 2.160 m² | Rack Q1, Floor Position = Q1 | 0 | 42 | 0 | 0 | 42 | 0
Room SDNN06 on Floor Ground Floor in Site SWINDON DATA CENTRE | 255336.00 W | 411000.00 W | 62 % | Q | 15 | Reserved | 0 | 0 % | 0.000 m²
Room SDNN06 on Floor Ground Floor in Site SWINDON DATA CENTRE | 255336.00 W | 411000.00 W | 62 % | R | 14 | Free | 4 | 44 % | 1.680 m²
Room SDNN06 on Floor Ground Floor in Site SWINDON DATA CENTRE | 255336.00 W | 411000.00 W | 62 % | R | 14 | Occupied | 10 | 56 % | 2.160 m² | Rack Q16, Floor Position = Q16 | 0 | 42 | 0 | 0 | 42 | 0
Room SDNN06 on Floor Ground Floor in Site SWINDON DATA CENTRE | 255336.00 W | 411000.00 W | 62 % | R | 14 | Occupied | 10 | 56 % | 2.160 m² | Rack Q5, Floor Position = Q5 | 34 | 42 | 34 | 34 | 42 | 34
Room SDNN06 on Floor Ground Floor in Site SWINDON DATA CENTRE | 255336.00 W | 411000.00 W | 62 % | R | 14 | Occupied | 10 | 56 % | 2.160 m² | Rack R10, Floor Position = R10 | 22 | 47 | 22 | 9 | 47 | 9
Room SDNN06 on Floor Ground Floor in Site SWINDON DATA CENTRE | 255336.00 W | 411000.00 W | 62 % | R | 14 | Occupied | 10 | 56 % | 2.160 m² | Rack R12, Floor Position = R12 | 27 | 47 | 27 | 21 | 47 | 21
Room SDNN06 on Floor Ground Floor in Site SWINDON DATA CENTRE | 255336.00 W | 411000.00 W | 62 % | R | 14 | Occupied | 10 | 56 % | 2.160 m² | Rack Q7, Floor Position = Q7 | 34 | 42 | 34 | 34 | 42 | 34
Room SDNN06 on Floor Ground Floor in Site SWINDON DATA CENTRE | 255336.00 W | 411000.00 W | 62 % | R | 14 | Occupied | 10 | 56 % | 2.160 m² | Rack Q6, Floor Position = Q6 | 34 | 42 | 34 | 34 | 42 | 34
Room SDNN06 on Floor Ground Floor in Site SWINDON DATA CENTRE | 255336.00 W | 411000.00 W | 62 % | R | 14 | Occupied | 10 | 56 % | 2.160 m² | Rack Q3, Floor Position = Q3 | 27 | 42 | 27 | 25 | 42 | 25
Room SDNN06 on Floor Ground Floor in Site SWINDON DATA CENTRE | 255336.00 W | 411000.00 W | 62 % | R | 14 | Occupied | 10 | 56 % | 2.160 m² | Rack Q4, Floor Position = Q4 | 34 | 42 | 34 | 34 | 42 | 34
Room SDNN06 on Floor Ground Floor in Site SWINDON DATA CENTRE | 255336.00 W | 411000.00 W | 62 % | R | 14 | Occupied | 10 | 56 % | 2.160 m² | Rack Q2, Floor Position = Q2 | 26 | 42 | 26 | 23 | 42 | 23
Room SDNN06 on Floor Ground Floor in Site SWINDON DATA CENTRE | 255336.00 W | 411000.00 W | 62 % | R | 14 | Occupied | 10 | 56 % | 2.160 m² | Rack Q1, Floor Position = Q1 | 0 | 42 | 0 | 0 | 42 | 0
Room SDNN06 on Floor Ground Floor in Site SWINDON DATA CENTRE | 255336.00 W | 411000.00 W | 62 % | R | 14 | Reserved | 0 | 0 % | 0.000 m²
Room SDNN06 on Floor Ground Floor in Site SWINDON DATA CENTRE | 255336.00 W | 411000.00 W | 62 % | S | 15 | Free | 9 | 67 % | 2.880 m²
Room SDNN06 on Floor Ground Floor in Site SWINDON DATA CENTRE | 255336.00 W | 411000.00 W | 62 % | S | 15 | Occupied | 6 | 33 % | 1.440 m² | Rack S16, Floor Position = S16 | 44 | 47 | 44 | 44 | 47 | 44
Room SDNN06 on Floor Ground Floor in Site SWINDON DATA CENTRE | 255336.00 W | 411000.00 W | 62 % | S | 15 | Occupied | 6 | 33 % | 1.440 m² | Rack S/T05, Floor Position = S05 | 19 | 41 | 19 | 16 | 40 | 16
Room SDNN06 on Floor Ground Floor in Site SWINDON DATA CENTRE | 255336.00 W | 411000.00 W | 62 % | S | 15 | Occupied | 6 | 33 % | 1.440 m² | Rack S10, Floor Position = S10 | 5 | 45 | 5 | 2 | 41 | 2
Room SDNN06 on Floor Ground Floor in Site SWINDON DATA CENTRE | 255336.00 W | 411000.00 W | 62 % | S | 15 | Occupied | 6 | 33 % | 1.440 m² | Rack S9, Floor Position = S9 | 13 | 43 | 13 | 6 | 43 | 6
Room SDNN06 on Floor Ground Floor in Site SWINDON DATA CENTRE | 255336.00 W | 411000.00 W | 62 % | S | 15 | Occupied | 6 | 33 % | 1.440 m² | Rack ST1, Floor Position = ST1 | 24 | 34 | 20 | 8 | 34 | 8
Room SDNN06 on Floor Ground Floor in Site SWINDON DATA CENTRE | 255336.00 W | 411000.00 W | 62 % | S | 15 | Reserved | 0 | 0 % | 0.000 m²
Room SDNN06 on Floor Ground Floor in Site SWINDON DATA CENTRE | 255336.00 W | 411000.00 W | 62 % | T | 15 | Free | 9 | 72 % | 3.120 m²
Room SDNN06 on Floor Ground Floor in Site SWINDON DATA CENTRE | 255336.00 W | 411000.00 W | 62 % | T | 15 | Occupied | 6 | 28 % | 1.200 m² | Rack S16, Floor Position = S16 | 44 | 47 | 44 | 44 | 47 | 44
Room SDNN06 on Floor Ground Floor in Site SWINDON DATA CENTRE | 255336.00 W | 411000.00 W | 62 % | T | 15 | Occupied | 6 | 28 % | 1.200 m² | Rack S/T05, Floor Position = S05 | 19 | 41 | 19 | 16 | 40 | 16
Room SDNN06 on Floor Ground Floor in Site SWINDON DATA CENTRE | 255336.00 W | 411000.00 W | 62 % | T | 15 | Occupied | 6 | 28 % | 1.200 m² | Rack S10, Floor Position = S10 | 5 | 45 | 5 | 2 | 41 | 2
Room SDNN06 on Floor Ground Floor in Site SWINDON DATA CENTRE | 255336.00 W | 411000.00 W | 62 % | T | 15 | Occupied | 6 | 28 % | 1.200 m² | Rack S9, Floor Position = S9 | 13 | 43 | 13 | 6 | 43 | 6
Room SDNN06 on Floor Ground Floor in Site SWINDON DATA CENTRE | 255336.00 W | 411000.00 W | 62 % | T | 15 | Occupied | 6 | 28 % | 1.200 m² | Rack ST1, Floor Position = ST1 | 24 | 34 | 20 | 8 | 34 | 8
Room SDNN06 on Floor Ground Floor in Site SWINDON DATA CENTRE | 255336.00 W | 411000.00 W | 62 % | T | 15 | Reserved | 0 | 0 % | 0.000 m²
Room SDNN06 on Floor Ground Floor in Site SWINDON DATA CENTRE | 255336.00 W | 411000.00 W | 62 % | U | 12 | Free | 0 | 16 % | 0.611 m²
Room SDNN06 on Floor Ground Floor in Site SWINDON DATA CENTRE | 255336.00 W | 411000.00 W | 62 % | U | 12 | Occupied | 12 | 84 % | 3.310 m² | Rack UV15, Floor Position = U15 | 14 | 33 | 7 | 8 | 30 | 6
Room SDNN06 on Floor Ground Floor in Site SWINDON DATA CENTRE | 255336.00 W | 411000.00 W | 62 % | U | 12 | Occupied | 12 | 84 % | 3.310 m² | Rack U16, Floor Position = U16 | 0 | 42 | 0 | 0 | 42 | 0
Room SDNN06 on Floor Ground Floor in Site SWINDON DATA CENTRE | 255336.00 W | 411000.00 W | 62 % | U | 12 | Occupied | 12 | 84 % | 3.310 m² | Rack UV14, Floor Position = U14 | 14 | 37 | 9 | 6 | 34 | 6
Room SDNN06 on Floor Ground Floor in Site SWINDON DATA CENTRE | 255336.00 W | 411000.00 W | 62 % | U | 12 | Occupied | 12 | 84 % | 3.310 m² | Rack V12, Floor Position = U12 | 3 | 40 | 3 | 2 | 40 | 2
Room SDNN06 on Floor Ground Floor in Site SWINDON DATA CENTRE | 255336.00 W | 411000.00 W | 62 % | U | 12 | Occupied | 12 | 84 % | 3.310 m² | Rack UV11, Floor Position = U11 | 21 | 46 | 20 | 16 | 45 | 16
Room SDNN06 on Floor Ground Floor in Site SWINDON DATA CENTRE | 255336.00 W | 411000.00 W | 62 % | U | 12 | Occupied | 12 | 84 % | 3.310 m² | Rack U09, Floor Position = U9 | 9 | 47 | 9 | 6 | 47 | 6
Room SDNN06 on Floor Ground Floor in Site SWINDON DATA CENTRE | 255336.00 W | 411000.00 W | 62 % | U | 12 | Occupied | 12 | 84 % | 3.310 m² | Rack U07, Floor Position = U7 | 4 | 47 | 4 | 1 | 47 | 1
Room SDNN06 on Floor Ground Floor in Site SWINDON DATA CENTRE | 255336.00 W | 411000.00 W | 62 % | U | 12 | Occupied | 12 | 84 % | 3.310 m² | Rack U08, Floor Position = U8 | 5 | 47 | 5 | 1 | 47 | 1
Room SDNN06 on Floor Ground Floor in Site SWINDON DATA CENTRE | 255336.00 W | 411000.00 W | 62 % | U | 12 | Occupied | 12 | 84 % | 3.310 m² | Rack V06, Floor Position = U6 | 11 | 47 | 11 | 11 | 47 | 11
Room SDNN06 on Floor Ground Floor in Site SWINDON DATA CENTRE | 255336.00 W | 411000.00 W | 62 % | U | 12 | Occupied | 12 | 84 % | 3.310 m² | Rack UV1, Floor Position = U1 | 24 | 39 | 22 | 8 | 22 | 8
Room SDNN06 on Floor Ground Floor in Site SWINDON DATA CENTRE | 255336.00 W | 411000.00 W | 62 % | U | 12 | Occupied | 12 | 84 % | 3.310 m² | Rack V04, Floor Position = U4 | 14 | 41 | 13 | 7 | 41 | 7
Room SDNN06 on Floor Ground Floor in Site SWINDON DATA CENTRE | 255336.00 W | 411000.00 W | 62 % | U | 12 | Occupied | 12 | 84 % | 3.310 m² | Rack U3, Floor Position = U3 | 24 | 47 | 24 | 23 | 47 | 23
Room SDNN06 on Floor Ground Floor in Site SWINDON DATA CENTRE | 255336.00 W | 411000.00 W | 62 % | U | 12 | Reserved | 0 | 0 % | 0.000 m²
Room SDNN06 on Floor Ground Floor in Site SWINDON DATA CENTRE | 255336.00 W | 411000.00 W | 62 % | V | 12 | Free | 4 | 39 % | 1.110 m²
Room SDNN06 on Floor Ground Floor in Site SWINDON DATA CENTRE | 255336.00 W | 411000.00 W | 62 % | V | 12 | Occupied | 8 | 61 % | 1.770 m² | Rack UV15, Floor Position = U15 | 14 | 33 | 7 | 8 | 30 | 6
Room SDNN06 on Floor Ground Floor in Site SWINDON DATA CENTRE | 255336.00 W | 411000.00 W | 62 % | V | 12 | Occupied | 8 | 61 % | 1.770 m² | Rack U16, Floor Position = U16 | 0 | 42 | 0 | 0 | 42 | 0
Room SDNN06 on Floor Ground Floor in Site SWINDON DATA CENTRE | 255336.00 W | 411000.00 W | 62 % | V | 12 | Occupied | 8 | 61 % | 1.770 m² | Rack UV14, Floor Position = U14 | 14 | 37 | 9 | 6 | 34 | 6
Room SDNN06 on Floor Ground Floor in Site SWINDON DATA CENTRE | 255336.00 W | 411000.00 W | 62 % | V | 12 | Occupied | 8 | 61 % | 1.770 m² | Rack V07, Floor Position = V7 | 4 | 47 | 4 | 1 | 47 | 1
Room SDNN06 on Floor Ground Floor in Site SWINDON DATA CENTRE | 255336.00 W | 411000.00 W | 62 % | V | 12 | Occupied | 8 | 61 % | 1.770 m² | Rack V8, Floor Position = V8 | 5 | 47 | 5 | 2 | 47 | 2
Room SDNN06 on Floor Ground Floor in Site SWINDON DATA CENTRE | 255336.00 W | 411000.00 W | 62 % | V | 12 | Occupied | 8 | 61 % | 1.770 m² | Rack V06, Floor Position = U6 | 11 | 47 | 11 | 11 | 47 | 11
Room SDNN06 on Floor Ground Floor in Site SWINDON DATA CENTRE | 255336.00 W | 411000.00 W | 62 % | V | 12 | Occupied | 8 | 61 % | 1.770 m² | Rack V04, Floor Position = U4 | 14 | 41 | 13 | 7 | 41 | 7
Room SDNN06 on Floor Ground Floor in Site SWINDON DATA CENTRE | 255336.00 W | 411000.00 W | 62 % | V | 12 | Occupied | 8 | 61 % | 1.770 m² | Rack V03, Floor Position = V3 | 22 | 47 | 22 | 18 | 47 | 18
Room SDNN06 on Floor Ground Floor in Site SWINDON DATA CENTRE | 255336.00 W | 411000.00 W | 62 % | V | 12 | Reserved | 0 | 0 % | 0.000 m²
Room SDNN06 on Floor Ground Floor in Site SWINDON DATA CENTRE | 255336.00 W | 411000.00 W | 62 % | W | 14 | Free | 7 | 57 % | 1.658 m²
Room SDNN06 on Floor Ground Floor in Site SWINDON DATA CENTRE | 255336.00 W | 411000.00 W | 62 % | W | 14 | Occupied | 7 | 43 % | 1.260 m² | Rack W5, Floor Position = W5 | 26 | 47 | 26 | 24 | 47 | 24
Room SDNN06 on Floor Ground Floor in Site SWINDON DATA CENTRE | 255336.00 W | 411000.00 W | 62 % | W | 14 | Occupied | 7 | 43 % | 1.260 m² | Rack W7, Floor Position = W7 | 29 | 45 | 27 | 17 | 39 | 9
Room SDNN06 on Floor Ground Floor in Site SWINDON DATA CENTRE | 255336.00 W | 411000.00 W | 62 % | W | 14 | Occupied | 7 | 43 % | 1.260 m² | Rack W8, Floor Position = W8 | 4 | 47 | 4 | 4 | 47 | 4
Room SDNN06 on Floor Ground Floor in Site SWINDON DATA CENTRE | 255336.00 W | 411000.00 W | 62 % | W | 14 | Occupied | 7 | 43 % | 1.260 m² | Rack W6, Floor Position = W6 | 4 | 47 | 4 | 4 | 47 | 4
Room SDNN06 on Floor Ground Floor in Site SWINDON DATA CENTRE | 255336.00 W | 411000.00 W | 62 % | W | 14 | Occupied | 7 | 43 % | 1.260 m² | Rack W3, Floor Position = W3 | 42 | 47 | 42 | 42 | 47 | 42
Room SDNN06 on Floor Ground Floor in Site SWINDON DATA CENTRE | 255336.00 W | 411000.00 W | 62 % | W | 14 | Occupied | 7 | 43 % | 1.260 m² | Rack W2, Floor Position = W2 | 44 | 47 | 44 | 44 | 47 | 44
Room SDNN06 on Floor Ground Floor in Site SWINDON DATA CENTRE | 255336.00 W | 411000.00 W | 62 % | W | 14 | Occupied | 7 | 43 % | 1.260 m² | Rack W1, Floor Position = W1 | 0 | 42 | 0 | 0 | 42 | 0
Room SDNN06 on Floor Ground Floor in Site SWINDON DATA CENTRE | 255336.00 W | 411000.00 W | 62 % | W | 14 | Reserved | 0 | 0 % | 0.000 m²
Room SDNN06 on Floor Ground Floor in Site SWINDON DATA CENTRE | 255336.00 W | 411000.00 W | 62 % | X | 14 | Free | 3 | 33 % | 2.278 m²
Room SDNN06 on Floor Ground Floor in Site SWINDON DATA CENTRE | 255336.00 W | 411000.00 W | 62 % | X | 14 | Occupied | 11 | 67 % | 4.530 m² | Rack W16, Floor Position = W16 | 21 | 47 | 21 | 21 | 47 | 21
Room SDNN06 on Floor Ground Floor in Site SWINDON DATA CENTRE | 255336.00 W | 411000.00 W | 62 % | X | 14 | Occupied | 11 | 67 % | 4.530 m² | Rack WX14, Floor Position = W14 | 30 | 38 | 23 | 22 | 36 | 22
Room SDNN06 on Floor Ground Floor in Site SWINDON DATA CENTRE | 255336.00 W | 411000.00 W | 62 % | X | 14 | Occupied | 11 | 67 % | 4.530 m² | Rack WX12R, Floor Position = W12 | 16 | 35 | 14 | 6 | 23 | 6
Room SDNN06 on Floor Ground Floor in Site SWINDON DATA CENTRE | 255336.00 W | 411000.00 W | 62 % | X | 14 | Occupied | 11 | 67 % | 4.530 m² | Rack W5, Floor Position = W5 | 26 | 47 | 26 | 24 | 47 | 24
Room SDNN06 on Floor Ground Floor in Site SWINDON DATA CENTRE | 255336.00 W | 411000.00 W | 62 % | X | 14 | Occupied | 11 | 67 % | 4.530 m² | Rack WX10R, Floor Position = W10 | 11 | 35 | 9 | 4 | 23 | 3
Room SDNN06 on Floor Ground Floor in Site SWINDON DATA CENTRE | 255336.00 W | 411000.00 W | 62 % | X | 14 | Occupied | 11 | 67 % | 4.530 m² | Rack WX9R, Floor Position = W9 | 19 | 28 | 14 | 6 | 14 | 6
Room SDNN06 on Floor Ground Floor in Site SWINDON DATA CENTRE | 255336.00 W | 411000.00 W | 62 % | X | 14 | Occupied | 11 | 67 % | 4.530 m² | Rack W7, Floor Position = W7 | 29 | 45 | 27 | 17 | 39 | 9
Room SDNN06 on Floor Ground Floor in Site SWINDON DATA CENTRE | 255336.00 W | 411000.00 W | 62 % | X | 14 | Occupied | 11 | 67 % | 4.530 m² | Rack W8, Floor Position = W8 | 4 | 47 | 4 | 4 | 47 | 4
Room SDNN06 on Floor Ground Floor in Site SWINDON DATA CENTRE | 255336.00 W | 411000.00 W | 62 % | X | 14 | Occupied | 11 | 67 % | 4.530 m² | Rack W6, Floor Position = W6 | 4 | 47 | 4 | 4 | 47 | 4
Room SDNN06 on Floor Ground Floor in Site SWINDON DATA CENTRE | 255336.00 W | 411000.00 W | 62 % | X | 14 | Occupied | 11 | 67 % | 4.530 m² | Rack X2, Floor Position = X2 | 44 | 47 | 44 | 44 | 47 | 44
Room SDNN06 on Floor Ground Floor in Site SWINDON DATA CENTRE | 255336.00 W | 411000.00 W | 62 % | X | 14 | Occupied | 11 | 67 % | 4.530 m² | Rack W1, Floor Position = W1 | 0 | 42 | 0 | 0 | 42 | 0
Room SDNN06 on Floor Ground Floor in Site SWINDON DATA CENTRE | 255336.00 W | 411000.00 W | 62 % | X | 14 | Reserved | 0 | 0 % | 0.000 m²
Room SDNN06 on Floor Ground Floor in Site SWINDON DATA CENTRE | 255336.00 W | 411000.00 W | 62 % | Y | 4 | Free | 1 | 39 % | 0.694 m²
Room SDNN06 on Floor Ground Floor in Site SWINDON DATA CENTRE | 255336.00 W | 411000.00 W | 62 % | Y | 4 | Occupied | 3 | 61 % | 1.106 m² | Rack YZ15, Floor Position = Z15 | 26 | 27 | 15 | 15 | 16 | 6
Room SDNN06 on Floor Ground Floor in Site SWINDON DATA CENTRE | 255336.00 W | 411000.00 W | 62 % | Y | 4 | Occupied | 3 | 61 % | 1.106 m² | Rack Z12, Floor Position = Z12 | 5 | 41 | 4 | 5 | 41 | 4
Room SDNN06 on Floor Ground Floor in Site SWINDON DATA CENTRE | 255336.00 W | 411000.00 W | 62 % | Y | 4 | Occupied | 3 | 61 % | 1.106 m² | Rack YZ11, Floor Position = Z11 | 6 | 33 | 5 | 4 | 32 | 2
Room SDNN06 on Floor Ground Floor in Site SWINDON DATA CENTRE | 255336.00 W | 411000.00 W | 62 % | Y | 4 | Reserved | 0 | 0 % | 0.000 m²
Room SDNN06 on Floor Ground Floor in Site SWINDON DATA CENTRE | 255336.00 W | 411000.00 W | 62 % | Ya | 1 | Free | 0 | 33 % | 0.240 m²
Room SDNN06 on Floor Ground Floor in Site SWINDON DATA CENTRE | 255336.00 W | 411000.00 W | 62 % | Ya | 1 | Occupied | 1 | 67 % | 0.480 m² | Rack Za1, Floor Position = Za1 | 46 | 48 | 46 | 46 | 48 | 46
Room SDNN06 on Floor Ground Floor in Site SWINDON DATA CENTRE | 255336.00 W | 411000.00 W | 62 % | Ya | 1 | Reserved | 0 | 0 % | 0.000 m²
Room SDNN06 on Floor Ground Floor in Site SWINDON DATA CENTRE | 255336.00 W | 411000.00 W | 62 % | Z | 4 | Free | 0 | 0 % | -0.003 m²
Room SDNN06 on Floor Ground Floor in Site SWINDON DATA CENTRE | 255336.00 W | 411000.00 W | 62 % | Z | 4 | Occupied | 4 | 100 % | 1.804 m² | Rack YZ15, Floor Position = Z15 | 26 | 27 | 15 | 15 | 16 | 6
Room SDNN06 on Floor Ground Floor in Site SWINDON DATA CENTRE | 255336.00 W | 411000.00 W | 62 % | Z | 4 | Occupied | 4 | 100 % | 1.804 m² | Rack Z12, Floor Position = Z12 | 5 | 41 | 4 | 5 | 41 | 4
Room SDNN06 on Floor Ground Floor in Site SWINDON DATA CENTRE | 255336.00 W | 411000.00 W | 62 % | Z | 4 | Occupied | 4 | 100 % | 1.804 m² | Rack YZ11, Floor Position = Z11 | 6 | 33 | 5 | 4 | 32 | 2
Room SDNN06 on Floor Ground Floor in Site SWINDON DATA CENTRE | 255336.00 W | 411000.00 W | 62 % | Z | 4 | Occupied | 4 | 100 % | 1.804 m² | Rack Z10, Floor Position = Z10 | 0 | 47 | 0 | 0 | 47 | 0
Room SDNN06 on Floor Ground Floor in Site SWINDON DATA CENTRE | 255336.00 W | 411000.00 W | 62 % | Z | 4 | Reserved | 0 | 0 % | 0.000 m²
Room SDNN06 on Floor Ground Floor in Site SWINDON DATA CENTRE | 255336.00 W | 411000.00 W | 62 % | Za | 1 | Free | 0 | 33 % | 0.240 m²
Room SDNN06 on Floor Ground Floor in Site SWINDON DATA CENTRE | 255336.00 W | 411000.00 W | 62 % | Za | 1 | Occupied | 1 | 67 % | 0.480 m² | Rack Za1, Floor Position = Za1 | 46 | 48 | 46 | 46 | 48 | 46
Room SDNN06 on Floor Ground Floor in Site SWINDON DATA CENTRE | 255336.00 W | 411000.00 W | 62 % | Za | 1 | Reserved | 0 | 0 % | 0.000 m²
Room SDNN06 on Floor Ground Floor in Site SWINDON DATA CENTRE | 255336.00 W | 411000.00 W | 62 % | [6 empty] | Rack BE1, Floor Position = BE1 | 47 | 47 | 47 | 47 | 47 | 47
Room SDNN06 on Floor Ground Floor in Site SWINDON DATA CENTRE | 255336.00 W | 411000.00 W | 62 % | [6 empty] | Rack M09, Floor Position = M9 | 45 | 47 | 45 | 27 | 47 | 27
Room SDNN06 on Floor Ground Floor in Site SWINDON DATA CENTRE | 255336.00 W | 411000.00 W | 62 % | [6 empty] | Rack SDNN06;DC SYS02, Floor Position = Temp Mig | 13 | 46 | 13 | 12 | 25 | 12
Room SDNN06 on Floor Ground Floor in Site SWINDON DATA CENTRE | 255336.00 W | 411000.00 W | 62 % | [6 empty] | Rack SDNN06;DC SYS03, Floor Position = Temp Mig | 17 | 46 | 17 | 16 | 25 | 16
Room SDNN06 on Floor Ground Floor in Site SWINDON DATA CENTRE | 255336.00 W | 411000.00 W | 62 % | [6 empty] | Rack SDNN06;Temp AC, Floor Position = unset | 43 | 47 | 43 | 43 | 47 | 43
Room SDNN06 on Floor Ground Floor in Site SWINDON DATA CENTRE | 255336.00 W | 411000.00 W | 62 % | [6 empty] | Rack Temp AC Dist Board A, Floor Position = unset | 0 | 4 | 0 | 0 | 4 | 0
Room SDNN06 on Floor Ground Floor in Site SWINDON DATA CENTRE | 255336.00 W | 411000.00 W | 62 % | [6 empty] | Rack Temp AC Dist Board B, Floor Position = unset | 0 | 4 | 0 | 0 | 4 | 0
Room SDNN07 on Floor Ground Floor in Site SWINDON DATA CENTRE | 0.00 W | 0.00 W | 0 % | [6 empty] | ODF CODF N01, Floor Position = unset | 22 | 22 | 22 | 15 | 15 | 15
Room SDNN07 on Floor Ground Floor in Site SWINDON DATA CENTRE | 0.00 W | 0.00 W | 0 % | [6 empty] | Rack G1A7, Floor Position = unset | 45 | 45 | 45 | 41 | 41 | 41
Room SDNN07 on Floor Ground Floor in Site SWINDON DATA CENTRE | 0.00 W | 0.00 W | 0 % | [6 empty] | Rack G3B4, Floor Position = unset | 42 | 42 | 42 | 23 | 23 | 23
Room SDNN07 on Floor Ground Floor in Site SWINDON DATA CENTRE | 0.00 W | 0.00 W | 0 % | [6 empty] | Rack G4C2, Floor Position = unset | 43 | 43 | 43 | 34 | 34 | 34
Room SDNN07 on Floor Ground Floor in Site SWINDON DATA CENTRE | 0.00 W | 0.00 W | 0 % | [6 empty] | Rack G6A5, Floor Position = unset | 43 | 43 | 43 | 31 | 31 | 31
Room SDNN07 on Floor Ground Floor in Site SWINDON DATA CENTRE | 0.00 W | 0.00 W | 0 % | [6 empty] | Rack P01, Floor Position = unset | 13 | 13 | 13 | 8 | 8 | 8
Room SDNN08 on Floor Ground Floor in Site SWINDON DATA CENTRE | 0.00 W | 0.00 W | 0 % | [6 empty] | Rack Rack B7, Floor Position = unset | 44 | 44 | 44 | 25 | 25 | 25
Room SDNN11 on Floor 1st Floor in Site SWINDON DATA CENTRE | 26330.00 W | 445500.00 W | 6 % | A | 9 | Free | 1 | 5 % | 0.127 m²
Room SDNN11 on Floor 1st Floor in Site SWINDON DATA CENTRE | 26330.00 W | 445500.00 W | 6 % | A | 9 | Occupied | 8 | 95 % | 2.429 m² | Rack A8, Floor Position = A8 | 1 | 48 | 1 | 1 | 48 | 1
Room SDNN11 on Floor 1st Floor in Site SWINDON DATA CENTRE | 26330.00 W | 445500.00 W | 6 % | A | 9 | Occupied | 8 | 95 % | 2.429 m² | Rack A7, Floor Position = A7 | 47 | 47 | 47 | 47 | 47 | 47
Room SDNN11 on Floor 1st Floor in Site SWINDON DATA CENTRE | 26330.00 W | 445500.00 W | 6 % | A | 9 | Occupied | 8 | 95 % | 2.429 m² | Rack A6, Floor Position = A6 | 47 | 47 | 47 | 47 | 47 | 47
Room SDNN11 on Floor 1st Floor in Site SWINDON DATA CENTRE | 26330.00 W | 445500.00 W | 6 % | A | 9 | Occupied | 8 | 95 % | 2.429 m² | Rack A03, Floor Position = A3 | 46 | 47 | 46 | 31 | 47 | 31
Room SDNN11 on Floor 1st Floor in Site SWINDON DATA CENTRE | 26330.00 W | 445500.00 W | 6 % | A | 9 | Occupied | 8 | 95 % | 2.429 m² | Rack A4, Floor Position = A4 | 47 | 47 | 47 | 47 | 47 | 47
Room SDNN11 on Floor 1st Floor in Site SWINDON DATA CENTRE | 26330.00 W | 445500.00 W | 6 % | A | 9 | Occupied | 8 | 95 % | 2.429 m² | Rack A5, Floor Position = A5 | 47 | 47 | 47 | 47 | 47 | 47
Room SDNN11 on Floor 1st Floor in Site SWINDON DATA CENTRE | 26330.00 W | 445500.00 W | 6 % | A | 9 | Occupied | 8 | 95 % | 2.429 m² | ODF A02, Floor Position = A2 | 42 | 47 | 42 | 38 | 47 | 38
Room SDNN11 on Floor 1st Floor in Site SWINDON DATA CENTRE | 26330.00 W | 445500.00 W | 6 % | A | 9 | Occupied | 8 | 95 % | 2.429 m² | Rack A1, Floor Position = A1 | 47 | 47 | 47 | 47 | 47 | 47
Room SDNN11 on Floor 1st Floor in Site SWINDON DATA CENTRE | 26330.00 W | 445500.00 W | 6 % | A | 9 | Reserved | 0 | 0 % | 0.000 m²
Room SDNN11 on Floor 1st Floor in Site SWINDON DATA CENTRE | 26330.00 W | 445500.00 W | 6 % | B | 9 | Free | 1 | 5 % | 0.126 m²
Room SDNN11 on Floor 1st Floor in Site SWINDON DATA CENTRE | 26330.00 W | 445500.00 W | 6 % | B | 9 | Occupied | 8 | 95 % | 2.430 m² | Rack B1, Floor Position = B1 | 47 | 47 | 47 | 47 | 47 | 47
Room SDNN11 on Floor 1st Floor in Site SWINDON DATA CENTRE | 26330.00 W | 445500.00 W | 6 % | B | 9 | Occupied | 8 | 95 % | 2.430 m² | ODF B02, Floor Position = B2 | 42 | 47 | 42 | 21 | 47 | 21
Room SDNN11 on Floor 1st Floor in Site SWINDON DATA CENTRE | 26330.00 W | 445500.00 W | 6 % | B | 9 | Occupied | 8 | 95 % | 2.430 m² | Rack B3, Floor Position = B3 | 47 | 47 | 47 | 47 | 47 | 47
Room SDNN11 on Floor 1st Floor in Site SWINDON DATA CENTRE | 26330.00 W | 445500.00 W | 6 % | B | 9 | Occupied | 8 | 95 % | 2.430 m² | Rack B4, Floor Position = B4 | 47 | 47 | 47 | 47 | 47 | 47
Room SDNN11 on Floor 1st Floor in Site SWINDON DATA CENTRE | 26330.00 W | 445500.00 W | 6 % | B | 9 | Occupied | 8 | 95 % | 2.430 m² | Rack B5, Floor Position = B5 | 47 | 47 | 47 | 47 | 47 | 47
Room SDNN11 on Floor 1st Floor in Site SWINDON DATA CENTRE | 26330.00 W | 445500.00 W | 6 % | B | 9 | Occupied | 8 | 95 % | 2.430 m² | Rack B6, Floor Position = B6 | 47 | 47 | 47 | 47 | 47 | 47
Room SDNN11 on Floor 1st Floor in Site SWINDON DATA CENTRE | 26330.00 W | 445500.00 W | 6 % | B | 9 | Occupied | 8 | 95 % | 2.430 m² | Rack B7, Floor Position = B7 | 47 | 47 | 47 | 47 | 47 | 47
Room SDNN11 on Floor 1st Floor in Site SWINDON DATA CENTRE | 26330.00 W | 445500.00 W | 6 % | B | 9 | Occupied | 8 | 95 % | 2.430 m² | Rack B8, Floor Position = B8 | 1 | 48 | 1 | 1 | 48 | 1
Room SDNN11 on Floor 1st Floor in Site SWINDON DATA CENTRE | 26330.00 W | 445500.00 W | 6 % | B | 9 | Reserved | 0 | 0 % | 0.000 m²
Room SDNN11 on Floor 1st Floor in Site SWINDON DATA CENTRE | 26330.00 W | 445500.00 W | 6 % | C | 8 | Free | 1 | 15 % | 0.284 m²
Room SDNN11 on Floor 1st Floor in Site SWINDON DATA CENTRE | 26330.00 W | 445500.00 W | 6 % | C | 8 | Occupied | 7 | 85 % | 1.631 m² | Rack C1, Floor Position = C1 | 43 | 48 | 43 | 43 | 48 | 43
Room SDNN11 on Floor 1st Floor in Site SWINDON DATA CENTRE | 26330.00 W | 445500.00 W | 6 % | C | 8 | Occupied | 7 | 85 % | 1.631 m² | Rack C2, Floor Position = C2 | 43 | 48 | 43 | 43 | 48 | 43
Room SDNN11 on Floor 1st Floor in Site SWINDON DATA CENTRE | 26330.00 W | 445500.00 W | 6 % | C | 8 | Occupied | 7 | 85 % | 1.631 m² | Rack C6, Floor Position = C6 | 9 | 47 | 9 | 5 | 47 | 5
Room SDNN11 on Floor 1st Floor in Site SWINDON DATA CENTRE | 26330.00 W | 445500.00 W | 6 % | C | 8 | Occupied | 7 | 85 % | 1.631 m² | Rack C7, Floor Position = C7 | 7 | 47 | 7 | 2 | 47 | 2
Room SDNN11 on Floor 1st Floor in Site SWINDON DATA CENTRE | 26330.00 W | 445500.00 W | 6 % | C | 8 | Occupied | 7 | 85 % | 1.631 m² | Rack C8, Floor Position = C8 | 5 | 47 | 5 | 5 | 47 | 5
Room SDNN11 on Floor 1st Floor in Site SWINDON DATA CENTRE | 26330.00 W | 445500.00 W | 6 % | C | 8 | Occupied | 7 | 85 % | 1.631 m² | ODF C04, Floor Position = C04 | 41 | 47 | 41 | 18 | 47 | 18
Room SDNN11 on Floor 1st Floor in Site SWINDON DATA CENTRE | 26330.00 W | 445500.00 W | 6 % | C | 8 | Occupied | 7 | 85 % | 1.631 m² | ODF C05, Floor Position = C5 | 30 | 47 | 30 | 19 | 47 | 19
Room SDNN11 on Floor 1st Floor in Site SWINDON DATA CENTRE | 26330.00 W | 445500.00 W | 6 % | C | 8 | Reserved | 0 | 0 % | 0.000 m²
Room SDNN11 on Floor 1st Floor in Site SWINDON DATA CENTRE | 26330.00 W | 445500.00 W | 6 % | [6 empty] | Rack SDNN11;DC SYS01, Floor Position = Temp Mig | 21 | 46 | 21 | 20 | 25 | 20
Room SDNN12 on Floor 1st Floor in Site SWINDON DATA CENTRE | 0.00 W | 0.00 W | 0 % | [6 empty] | ODF 1, Floor Position = unset | 10 | 10 | 10 | 6 | 6 | 6
Room SDNN12 on Floor 1st Floor in Site SWINDON DATA CENTRE | 0.00 W | 0.00 W | 0 % | [6 empty] | Rack 8, Floor Position = unset | 44 | 44 | 44 | 35 | 35 | 35
Room SDNN13 on Floor 1st Floor in Site SWINDON DATA CENTRE | 38791.00 W | 37500.00 W | 103 % | A | 6 | Free | 4 | 67 % | 1.080 m²
Room SDNN13 on Floor 1st Floor in Site SWINDON DATA CENTRE | 38791.00 W | 37500.00 W | 103 % | A | 6 | Occupied | 2 | 33 % | 0.540 m² | ODF A6, Floor Position = A06 | 29 | 46 | 29 | 12 | 46 | 12
Room SDNN13 on Floor 1st Floor in Site SWINDON DATA CENTRE | 38791.00 W | 37500.00 W | 103 % | A | 6 | Occupied | 2 | 33 % | 0.540 m² | ODF A1, Floor Position = A01 | 38 | 46 | 38 | 17 | 46 | 17
Room SDNN13 on Floor 1st Floor in Site SWINDON DATA CENTRE | 38791.00 W | 37500.00 W | 103 % | A | 6 | Reserved | 0 | 0 % | 0.000 m²
Room SDNN13 on Floor 1st Floor in Site SWINDON DATA CENTRE | 38791.00 W | 37500.00 W | 103 % | B | 7 | Free | 0 | 11 % | 0.320 m²
Room SDNN13 on Floor 1st Floor in Site SWINDON DATA CENTRE | 38791.00 W | 37500.00 W | 103 % | B | 7 | Occupied | 7 | 89 % | 2.480 m² | Rack B5, Floor Position = B5 | 32 | 47 | 32 | 15 | 47 | 15
Room SDNN13 on Floor 1st Floor in Site SWINDON DATA CENTRE | 38791.00 W | 37500.00 W | 103 % | B | 7 | Occupied | 7 | 89 % | 2.480 m² | Rack B9, Floor Position = B9 | 44 | 47 | 44 | 44 | 47 | 44
Room SDNN13 on Floor 1st Floor in Site SWINDON DATA CENTRE | 38791.00 W | 37500.00 W | 103 % | B | 7 | Occupied | 7 | 89 % | 2.480 m² | Rack B6, Floor Position = B6 | 26 | 39 | 23 | 6 | 39 | 6
Room SDNN13 on Floor 1st Floor in Site SWINDON DATA CENTRE | 38791.00 W | 37500.00 W | 103 % | B | 7 | Occupied | 7 | 89 % | 2.480 m² | Rack B7, Floor Position = B7 | 32 | 39 | 27 | 15 | 39 | 11
Room SDNN13 on Floor 1st Floor in Site SWINDON DATA CENTRE | 38791.00 W | 37500.00 W | 103 % | B | 7 | Occupied | 7 | 89 % | 2.480 m² | Rack B1, Floor Position = B1 | 28 | 39 | 28 | 20 | 32 | 20
Room SDNN13 on Floor 1st Floor in Site SWINDON DATA CENTRE | 38791.00 W | 37500.00 W | 103 % | B | 7 | Occupied | 7 | 89 % | 2.480 m² | Rack B3, Floor Position = B3 | 45 | 47 | 45 | 45 | 47 | 45
Room SDNN13 on Floor 1st Floor in Site SWINDON DATA CENTRE | 38791.00 W | 37500.00 W | 103 % | B | 7 | Occupied | 7 | 89 % | 2.480 m² | Rack BC02, Floor Position = B2 | 14 | 39 | 12 | 7 | 39 | 6
Room SDNN13 on Floor 1st Floor in Site SWINDON DATA CENTRE | 38791.00 W | 37500.00 W | 103 % | B | 7 | Reserved | 0 | 0 % | 0.000 m²
Room SDNN13 on Floor 1st Floor in Site SWINDON DATA CENTRE | 38791.00 W | 37500.00 W | 103 % | C | 7 | Free | 0 | 0 % | 0.000 m²
Room SDNN13 on Floor 1st Floor in Site SWINDON DATA CENTRE | 38791.00 W | 37500.00 W | 103 % | C | 7 | Occupied | 7 | 100 % | 2.800 m² | Rack B5, Floor Position = B5 | 32 | 47 | 32 | 15 | 47 | 15
Room SDNN13 on Floor 1st Floor in Site SWINDON DATA CENTRE | 38791.00 W | 37500.00 W | 103 % | C | 7 | Occupied | 7 | 100 % | 2.800 m² | Rack B9, Floor Position = B9 | 44 | 47 | 44 | 44 | 47 | 44
Room SDNN13 on Floor 1st Floor in Site SWINDON DATA CENTRE | 38791.00 W | 37500.00 W | 103 % | C | 7 | Occupied | 7 | 100 % | 2.800 m² | Rack B6, Floor Position = B6 | 26 | 39 | 23 | 6 | 39 | 6
Room SDNN13 on Floor 1st Floor in Site SWINDON DATA CENTRE | 38791.00 W | 37500.00 W | 103 % | C | 7 | Occupied | 7 | 100 % | 2.800 m² | Rack B7, Floor Position = B7 | 32 | 39 | 27 | 15 | 39 | 11
Room SDNN13 on Floor 1st Floor in Site SWINDON DATA CENTRE | 38791.00 W | 37500.00 W | 103 % | C | 7 | Occupied | 7 | 100 % | 2.800 m² | Rack B1, Floor Position = B1 | 28 | 39 | 28 | 20 | 32 | 20
Room SDNN13 on Floor 1st Floor in Site SWINDON DATA CENTRE | 38791.00 W | 37500.00 W | 103 % | C | 7 | Occupied | 7 | 100 % | 2.800 m² | Rack B3, Floor Position = B3 | 45 | 47 | 45 | 45 | 47 | 45
Room SDNN13 on Floor 1st Floor in Site SWINDON DATA CENTRE | 38791.00 W | 37500.00 W | 103 % | C | 7 | Occupied | 7 | 100 % | 2.800 m² | Rack BC02, Floor Position = B2 | 14 | 39 | 12 | 7 | 39 | 6
Room SDNN13 on Floor 1st Floor in Site SWINDON DATA CENTRE | 38791.00 W | 37500.00 W | 103 % | C | 7 | Reserved | 0 | 0 % | 0.000 m²
Room SDNN13 on Floor 1st Floor in Site SWINDON DATA CENTRE | 38791.00 W | 37500.00 W | 103 % | D | 5 | Free | 0 | 0 % | 0.001 m²
Room SDNN13 on Floor 1st Floor in Site SWINDON DATA CENTRE | 38791.00 W | 37500.00 W | 103 % | D | 5 | Occupied | 5 | 100 % | 1.999 m² | Rack D8, Floor Position = D8 | 17 | 39 | 17 | 7 | 39 | 7
Room SDNN13 on Floor 1st Floor in Site SWINDON DATA CENTRE | 38791.00 W | 37500.00 W | 103 % | D | 5 | Occupied | 5 | 100 % | 1.999 m² | Rack D7, Floor Position = D7 | 31 | 29 | 17 | 17 | 10 | 10
Room SDNN13 on Floor 1st Floor in Site SWINDON DATA CENTRE | 38791.00 W | 37500.00 W | 103 % | D | 5 | Occupied | 5 | 100 % | 1.999 m² | Rack D6, Floor Position = D6 | 26 | 23 | 10 | 8 | 10 | 7
Room SDNN13 on Floor 1st Floor in Site SWINDON DATA CENTRE | 38791.00 W | 37500.00 W | 103 % | D | 5 | Occupied | 5 | 100 % | 1.999 m² | Rack DE03, Floor Position = D3 | 15 | 36 | 10 | 6 | 31 | 6
Room SDNN13 on Floor 1st Floor in Site SWINDON DATA CENTRE | 38791.00 W | 37500.00 W | 103 % | D | 5 | Occupied | 5 | 100 % | 1.999 m² | Rack DE05, Floor Position = D5 | 14 | 39 | 14 | 10 | 39 | 10
Room SDNN13 on Floor 1st Floor in Site SWINDON DATA CENTRE | 38791.00 W | 37500.00 W | 103 % | D | 5 | Reserved | 0 | 0 % | 0.000 m²
Room SDNN13 on Floor 1st Floor in Site SWINDON DATA CENTRE | 38791.00 W | 37500.00 W | 103 % | E | 5 | Free | 0 | 8 % | 0.160 m²
Room SDNN13 on Floor 1st Floor in Site SWINDON DATA CENTRE | 38791.00 W | 37500.00 W | 103 % | E | 5 | Occupied | 5 | 92 % | 1.840 m² | Rack D8, Floor Position = D8 | 17 | 39 | 17 | 7 | 39 | 7
Room SDNN13 on Floor 1st Floor in Site SWINDON DATA CENTRE | 38791.00 W | 37500.00 W | 103 % | E | 5 | Occupied | 5 | 92 % | 1.840 m² | Rack D7, Floor Position = D7 | 31 | 29 | 17 | 17 | 10 | 10
Room SDNN13 on Floor 1st Floor in Site SWINDON DATA CENTRE | 38791.00 W | 37500.00 W | 103 % | E | 5 | Occupied | 5 | 92 % | 1.840 m² | Rack D6, Floor Position = D6 | 26 | 23 | 10 | 8 | 10 | 7
Room SDNN13 on Floor 1st Floor in Site SWINDON DATA CENTRE | 38791.00 W | 37500.00 W | 103 % | E | 5 | Occupied | 5 | 92 % | 1.840 m² | Rack DE03, Floor Position = D3 | 15 | 36 | 10 | 6 | 31 | 6
Room SDNN13 on Floor 1st Floor in Site SWINDON DATA CENTRE | 38791.00 W | 37500.00 W | 103 % | E | 5 | Occupied | 5 | 92 % | 1.840 m² | Rack DE05, Floor Position = D5 | 14 | 39 | 14 | 10 | 39 | 10
Room SDNN13 on Floor 1st Floor in Site SWINDON DATA CENTRE | 38791.00 W | 37500.00 W | 103 % | E | 5 | Reserved | 0 | 0 % | 0.000 m²
Room SDNN13 on Floor 1st Floor in Site SWINDON DATA CENTRE | 38791.00 W | 37500.00 W | 103 % | F | 5 | Free | 0 | 41 % | 1.110 m²
Room SDNN13 on Floor 1st Floor in Site SWINDON DATA CENTRE | 38791.00 W | 37500.00 W | 103 % | F | 5 | Occupied | 5 | 59 % | 1.620 m² | Rack F1, Floor Position = F01 | 6 | 48 | 6 | 6 | 48 | 6
Room SDNN13 on Floor 1st Floor in Site SWINDON DATA CENTRE | 38791.00 W | 37500.00 W | 103 % | F | 5 | Occupied | 5 | 59 % | 1.620 m² | Rack F4, Floor Position = F04 | 48 | 48 | 48 | 48 | 48 | 48
Room SDNN13 on Floor 1st Floor in Site SWINDON DATA CENTRE | 38791.00 W | 37500.00 W | 103 % | F | 5 | Occupied | 5 | 59 % | 1.620 m² | Rack SDNN13;DC SYS01, Floor Position = F05 | 23 | 46 | 23 | 23 | 25 | 23
Room SDNN13 on Floor 1st Floor in Site SWINDON DATA CENTRE | 38791.00 W | 37500.00 W | 103 % | F | 5 | Occupied | 5 | 59 % | 1.620 m² | Rack F7, Floor Position = F07 | 6 | 48 | 6 | 6 | 48 | 6
Room SDNN13 on Floor 1st Floor in Site SWINDON DATA CENTRE | 38791.00 W | 37500.00 W | 103 % | F | 5 | Occupied | 5 | 59 % | 1.620 m² | Rack F3, Floor Position = F03 | 48 | 48 | 48 | 48 | 48 | 48
Room SDNN13 on Floor 1st Floor in Site SWINDON DATA CENTRE | 38791.00 W | 37500.00 W | 103 % | F | 5 | Reserved | 0 | 0 % | 0.000 m²
Room SDNN13 on Floor 1st Floor in Site SWINDON DATA CENTRE | 38791.00 W | 37500.00 W | 103 % | [6 empty] | Rack SDNN13;Temp AC, Floor Position = unset | 43 | 47 | 43 | 43 | 47 | 43
Room SDNN13 on Floor 1st Floor in Site SWINDON DATA CENTRE | 38791.00 W | 37500.00 W | 103 % | [6 empty] | Rack Temp AC Dist Board A, Floor Position = unset | 0 | 4 | 0 | 0 | 4 | 0
Room SDNN13 on Floor 1st Floor in Site SWINDON DATA CENTRE | 38791.00 W | 37500.00 W | 103 % | [6 empty] | Rack Temp AC Dist Board B, Floor Position = unset | 0 | 4 | 0 | 0 | 4 | 0