## Suite Line Capacity
Report generated for: | Room XCN001 on Floor Ground Floor in Site CROYDON MTX
| Quantity | % of all area | Area
Total free sections: | 641/882 | 83 % | 299.681 m²
Total occupied sections: | 241/882 | 17 % | 60.713 m²
Total reserved sections: | 0/882 | 0 % | 0.000 m²
Total Lines Capability |  |  | 360.393 m²
Total Location Capability |  |  | 995.840 m²
Total Location Free Area |  |  | 935.128 m²
Total Location Occupied Area |  |  | 60.713 m²
Location | Power Consumption | Cooling Capability | Utilized Cooling Capability [%] | Suite Line | [5 empty] | Rack description | Free rack units |  |  | Max free space in rack units
Location | Power Consumption | Cooling Capability | Utilized Cooling Capability [%] | Suite Line Name | Number of Sections |  | Number of Sections | % of all area | Area | Rack description | front | back | straight through | front | back | straight through
Room XCN001 on Floor Ground Floor in Site CROYDON MTX | 86299.00 W | 300000.00 W | 29 % | 100 | 21 | Free | 1 | 5 % | 0.180 m²
Room XCN001 on Floor Ground Floor in Site CROYDON MTX | 86299.00 W | 300000.00 W | 29 % | 100 | 21 | Occupied | 20 | 95 % | 3.600 m² | Rack 100/101*01, Floor Position = 100/101*01 | 42 | 46 | 42 | 42 | 46 | 42
Room XCN001 on Floor Ground Floor in Site CROYDON MTX | 86299.00 W | 300000.00 W | 29 % | 100 | 21 | Occupied | 20 | 95 % | 3.600 m² | Rack 100/101*02, Floor Position = 100/101*02 | 33 | 35 | 33 | 33 | 35 | 33
Room XCN001 on Floor Ground Floor in Site CROYDON MTX | 86299.00 W | 300000.00 W | 29 % | 100 | 21 | Occupied | 20 | 95 % | 3.600 m² | Rack 100/101*04, Floor Position = 100/101*04 | 33 | 35 | 33 | 33 | 35 | 33
Room XCN001 on Floor Ground Floor in Site CROYDON MTX | 86299.00 W | 300000.00 W | 29 % | 100 | 21 | Occupied | 20 | 95 % | 3.600 m² | Rack 100/101*03, Floor Position = 100/101*03 | 32 | 35 | 32 | 32 | 35 | 32
Room XCN001 on Floor Ground Floor in Site CROYDON MTX | 86299.00 W | 300000.00 W | 29 % | 100 | 21 | Occupied | 20 | 95 % | 3.600 m² | Rack 100/101*06, Floor Position = 100/101*06 | 43 | 46 | 43 | 43 | 46 | 43
Room XCN001 on Floor Ground Floor in Site CROYDON MTX | 86299.00 W | 300000.00 W | 29 % | 100 | 21 | Occupied | 20 | 95 % | 3.600 m² | Rack 100/101*05, Floor Position = 100/101*05 | 43 | 46 | 43 | 43 | 46 | 43
Room XCN001 on Floor Ground Floor in Site CROYDON MTX | 86299.00 W | 300000.00 W | 29 % | 100 | 21 | Occupied | 20 | 95 % | 3.600 m² | Rack 100/101*10, Floor Position = 100/101*10 | 42 | 46 | 42 | 42 | 46 | 42
Room XCN001 on Floor Ground Floor in Site CROYDON MTX | 86299.00 W | 300000.00 W | 29 % | 100 | 21 | Occupied | 20 | 95 % | 3.600 m² | Rack 100/101*08, Floor Position = 100/101*08 | 42 | 46 | 42 | 42 | 46 | 42
Room XCN001 on Floor Ground Floor in Site CROYDON MTX | 86299.00 W | 300000.00 W | 29 % | 100 | 21 | Occupied | 20 | 95 % | 3.600 m² | Rack 100/101*07, Floor Position = 100/101*07 | 42 | 46 | 42 | 42 | 46 | 42
Room XCN001 on Floor Ground Floor in Site CROYDON MTX | 86299.00 W | 300000.00 W | 29 % | 100 | 21 | Occupied | 20 | 95 % | 3.600 m² | Rack 100/101*09, Floor Position = 100/101*09 | 42 | 46 | 42 | 42 | 46 | 42
Room XCN001 on Floor Ground Floor in Site CROYDON MTX | 86299.00 W | 300000.00 W | 29 % | 100 | 21 | Occupied | 20 | 95 % | 3.600 m² | Rack 100/101*12, Floor Position = 100/101*12 | 33 | 35 | 33 | 33 | 35 | 33
Room XCN001 on Floor Ground Floor in Site CROYDON MTX | 86299.00 W | 300000.00 W | 29 % | 100 | 21 | Occupied | 20 | 95 % | 3.600 m² | Rack 100/101*11, Floor Position = 100/101*11 | 33 | 35 | 33 | 33 | 35 | 33
Room XCN001 on Floor Ground Floor in Site CROYDON MTX | 86299.00 W | 300000.00 W | 29 % | 100 | 21 | Occupied | 20 | 95 % | 3.600 m² | Rack 100/101*13, Floor Position = 100/101*13 | 43 | 46 | 43 | 43 | 46 | 43
Room XCN001 on Floor Ground Floor in Site CROYDON MTX | 86299.00 W | 300000.00 W | 29 % | 100 | 21 | Occupied | 20 | 95 % | 3.600 m² | Rack 100/101*14, Floor Position = 100/101*14 | 42 | 46 | 42 | 42 | 46 | 42
Room XCN001 on Floor Ground Floor in Site CROYDON MTX | 86299.00 W | 300000.00 W | 29 % | 100 | 21 | Occupied | 20 | 95 % | 3.600 m² | Rack 100/101*15, Floor Position = 100/101*15 | 42 | 46 | 42 | 42 | 46 | 42
Room XCN001 on Floor Ground Floor in Site CROYDON MTX | 86299.00 W | 300000.00 W | 29 % | 100 | 21 | Occupied | 20 | 95 % | 3.600 m² | Rack 100/101*16, Floor Position = 100/101*16 | 42 | 46 | 42 | 42 | 46 | 42
Room XCN001 on Floor Ground Floor in Site CROYDON MTX | 86299.00 W | 300000.00 W | 29 % | 100 | 21 | Occupied | 20 | 95 % | 3.600 m² | Rack 100/101*17, Floor Position = 100/101*17 | 42 | 46 | 42 | 42 | 46 | 42
Room XCN001 on Floor Ground Floor in Site CROYDON MTX | 86299.00 W | 300000.00 W | 29 % | 100 | 21 | Occupied | 20 | 95 % | 3.600 m² | Rack 100/101*18, Floor Position = 100/101*18 | 43 | 46 | 43 | 43 | 46 | 43
Room XCN001 on Floor Ground Floor in Site CROYDON MTX | 86299.00 W | 300000.00 W | 29 % | 100 | 21 | Occupied | 20 | 95 % | 3.600 m² | Rack 100*20, Floor Position = 100*20 | 46 | 46 | 46 | 46 | 46 | 46
Room XCN001 on Floor Ground Floor in Site CROYDON MTX | 86299.00 W | 300000.00 W | 29 % | 100 | 21 | Occupied | 20 | 95 % | 3.600 m² | Rack 100*19, Floor Position = 100*19 | 42 | 46 | 42 | 42 | 46 | 42
Room XCN001 on Floor Ground Floor in Site CROYDON MTX | 86299.00 W | 300000.00 W | 29 % | 100 | 21 | Reserved | 0 | 0 % | 0.000 m²
Room XCN001 on Floor Ground Floor in Site CROYDON MTX | 86299.00 W | 300000.00 W | 29 % | 101 | 21 | Free | 1 | 43 % | 2.700 m²
Room XCN001 on Floor Ground Floor in Site CROYDON MTX | 86299.00 W | 300000.00 W | 29 % | 101 | 21 | Occupied | 20 | 57 % | 3.600 m² | Rack 100/101*01, Floor Position = 100/101*01 | 42 | 46 | 42 | 42 | 46 | 42
Room XCN001 on Floor Ground Floor in Site CROYDON MTX | 86299.00 W | 300000.00 W | 29 % | 101 | 21 | Occupied | 20 | 57 % | 3.600 m² | Rack 100/101*02, Floor Position = 100/101*02 | 33 | 35 | 33 | 33 | 35 | 33
Room XCN001 on Floor Ground Floor in Site CROYDON MTX | 86299.00 W | 300000.00 W | 29 % | 101 | 21 | Occupied | 20 | 57 % | 3.600 m² | Rack 100/101*04, Floor Position = 100/101*04 | 33 | 35 | 33 | 33 | 35 | 33
Room XCN001 on Floor Ground Floor in Site CROYDON MTX | 86299.00 W | 300000.00 W | 29 % | 101 | 21 | Occupied | 20 | 57 % | 3.600 m² | Rack 100/101*03, Floor Position = 100/101*03 | 32 | 35 | 32 | 32 | 35 | 32
Room XCN001 on Floor Ground Floor in Site CROYDON MTX | 86299.00 W | 300000.00 W | 29 % | 101 | 21 | Occupied | 20 | 57 % | 3.600 m² | Rack 100/101*06, Floor Position = 100/101*06 | 43 | 46 | 43 | 43 | 46 | 43
Room XCN001 on Floor Ground Floor in Site CROYDON MTX | 86299.00 W | 300000.00 W | 29 % | 101 | 21 | Occupied | 20 | 57 % | 3.600 m² | Rack 100/101*05, Floor Position = 100/101*05 | 43 | 46 | 43 | 43 | 46 | 43
Room XCN001 on Floor Ground Floor in Site CROYDON MTX | 86299.00 W | 300000.00 W | 29 % | 101 | 21 | Occupied | 20 | 57 % | 3.600 m² | Rack 100/101*10, Floor Position = 100/101*10 | 42 | 46 | 42 | 42 | 46 | 42
Room XCN001 on Floor Ground Floor in Site CROYDON MTX | 86299.00 W | 300000.00 W | 29 % | 101 | 21 | Occupied | 20 | 57 % | 3.600 m² | Rack 100/101*08, Floor Position = 100/101*08 | 42 | 46 | 42 | 42 | 46 | 42
Room XCN001 on Floor Ground Floor in Site CROYDON MTX | 86299.00 W | 300000.00 W | 29 % | 101 | 21 | Occupied | 20 | 57 % | 3.600 m² | Rack 100/101*07, Floor Position = 100/101*07 | 42 | 46 | 42 | 42 | 46 | 42
Room XCN001 on Floor Ground Floor in Site CROYDON MTX | 86299.00 W | 300000.00 W | 29 % | 101 | 21 | Occupied | 20 | 57 % | 3.600 m² | Rack 100/101*09, Floor Position = 100/101*09 | 42 | 46 | 42 | 42 | 46 | 42
Room XCN001 on Floor Ground Floor in Site CROYDON MTX | 86299.00 W | 300000.00 W | 29 % | 101 | 21 | Occupied | 20 | 57 % | 3.600 m² | Rack 100/101*12, Floor Position = 100/101*12 | 33 | 35 | 33 | 33 | 35 | 33
Room XCN001 on Floor Ground Floor in Site CROYDON MTX | 86299.00 W | 300000.00 W | 29 % | 101 | 21 | Occupied | 20 | 57 % | 3.600 m² | Rack 100/101*11, Floor Position = 100/101*11 | 33 | 35 | 33 | 33 | 35 | 33
Room XCN001 on Floor Ground Floor in Site CROYDON MTX | 86299.00 W | 300000.00 W | 29 % | 101 | 21 | Occupied | 20 | 57 % | 3.600 m² | Rack 100/101*13, Floor Position = 100/101*13 | 43 | 46 | 43 | 43 | 46 | 43
Room XCN001 on Floor Ground Floor in Site CROYDON MTX | 86299.00 W | 300000.00 W | 29 % | 101 | 21 | Occupied | 20 | 57 % | 3.600 m² | Rack 100/101*14, Floor Position = 100/101*14 | 42 | 46 | 42 | 42 | 46 | 42
Room XCN001 on Floor Ground Floor in Site CROYDON MTX | 86299.00 W | 300000.00 W | 29 % | 101 | 21 | Occupied | 20 | 57 % | 3.600 m² | Rack 100/101*15, Floor Position = 100/101*15 | 42 | 46 | 42 | 42 | 46 | 42
Room XCN001 on Floor Ground Floor in Site CROYDON MTX | 86299.00 W | 300000.00 W | 29 % | 101 | 21 | Occupied | 20 | 57 % | 3.600 m² | Rack 100/101*16, Floor Position = 100/101*16 | 42 | 46 | 42 | 42 | 46 | 42
Room XCN001 on Floor Ground Floor in Site CROYDON MTX | 86299.00 W | 300000.00 W | 29 % | 101 | 21 | Occupied | 20 | 57 % | 3.600 m² | Rack 100/101*17, Floor Position = 100/101*17 | 42 | 46 | 42 | 42 | 46 | 42
Room XCN001 on Floor Ground Floor in Site CROYDON MTX | 86299.00 W | 300000.00 W | 29 % | 101 | 21 | Occupied | 20 | 57 % | 3.600 m² | Rack 100/101*18, Floor Position = 100/101*18 | 43 | 46 | 43 | 43 | 46 | 43
Room XCN001 on Floor Ground Floor in Site CROYDON MTX | 86299.00 W | 300000.00 W | 29 % | 101 | 21 | Occupied | 20 | 57 % | 3.600 m² | Rack 101*20, Floor Position = 101*20 | 46 | 46 | 46 | 46 | 46 | 46
Room XCN001 on Floor Ground Floor in Site CROYDON MTX | 86299.00 W | 300000.00 W | 29 % | 101 | 21 | Occupied | 20 | 57 % | 3.600 m² | Rack 101*19, Floor Position = 101*19 | 42 | 46 | 42 | 42 | 46 | 42
Room XCN001 on Floor Ground Floor in Site CROYDON MTX | 86299.00 W | 300000.00 W | 29 % | 101 | 21 | Reserved | 0 | 0 % | 0.000 m²
Room XCN001 on Floor Ground Floor in Site CROYDON MTX | 86299.00 W | 300000.00 W | 29 % | 102 | 0 | Free | 0 | 100 % | 7.039 m²
Room XCN001 on Floor Ground Floor in Site CROYDON MTX | 86299.00 W | 300000.00 W | 29 % | 102 | 0 | Occupied | 0 | 0 % | 0.000 m²
Room XCN001 on Floor Ground Floor in Site CROYDON MTX | 86299.00 W | 300000.00 W | 29 % | 102 | 0 | Reserved | 0 | 0 % | 0.000 m²
Room XCN001 on Floor Ground Floor in Site CROYDON MTX | 86299.00 W | 300000.00 W | 29 % | 103 | 0 | Free | 0 | 100 % | 7.039 m²
Room XCN001 on Floor Ground Floor in Site CROYDON MTX | 86299.00 W | 300000.00 W | 29 % | 103 | 0 | Occupied | 0 | 0 % | 0.000 m²
Room XCN001 on Floor Ground Floor in Site CROYDON MTX | 86299.00 W | 300000.00 W | 29 % | 103 | 0 | Reserved | 0 | 0 % | 0.000 m²
Room XCN001 on Floor Ground Floor in Site CROYDON MTX | 86299.00 W | 300000.00 W | 29 % | 104 | 12 | Free | 0 | 0 % | -0.000 m²
Room XCN001 on Floor Ground Floor in Site CROYDON MTX | 86299.00 W | 300000.00 W | 29 % | 104 | 12 | Occupied | 12 | 100 % | 2.880 m² | Rack 104/105*01, Floor Position = 104/105*01 | 37 | 58 | 37 | 37 | 58 | 37
Room XCN001 on Floor Ground Floor in Site CROYDON MTX | 86299.00 W | 300000.00 W | 29 % | 104 | 12 | Occupied | 12 | 100 % | 2.880 m² | Rack 104/105*02, Floor Position = 104/105*02 | 41 | 58 | 41 | 41 | 58 | 41
Room XCN001 on Floor Ground Floor in Site CROYDON MTX | 86299.00 W | 300000.00 W | 29 % | 104 | 12 | Occupied | 12 | 100 % | 2.880 m² | Rack 104/105*03, Floor Position = 104/105*03 | 46 | 58 | 46 | 46 | 58 | 46
Room XCN001 on Floor Ground Floor in Site CROYDON MTX | 86299.00 W | 300000.00 W | 29 % | 104 | 12 | Occupied | 12 | 100 % | 2.880 m² | Rack 104/105*04, Floor Position = 104/105*04 | 37 | 58 | 37 | 37 | 58 | 37
Room XCN001 on Floor Ground Floor in Site CROYDON MTX | 86299.00 W | 300000.00 W | 29 % | 104 | 12 | Occupied | 12 | 100 % | 2.880 m² | Rack 104/105*05, Floor Position = 104/105*05 | 41 | 58 | 41 | 41 | 58 | 41
Room XCN001 on Floor Ground Floor in Site CROYDON MTX | 86299.00 W | 300000.00 W | 29 % | 104 | 12 | Occupied | 12 | 100 % | 2.880 m² | Rack 104/105*06, Floor Position = 104/105*06 | 56 | 58 | 56 | 56 | 58 | 56
Room XCN001 on Floor Ground Floor in Site CROYDON MTX | 86299.00 W | 300000.00 W | 29 % | 104 | 12 | Occupied | 12 | 100 % | 2.880 m² | Rack 104/105*10, Floor Position = 104/105*10 | 41 | 58 | 41 | 41 | 58 | 41
Room XCN001 on Floor Ground Floor in Site CROYDON MTX | 86299.00 W | 300000.00 W | 29 % | 104 | 12 | Occupied | 12 | 100 % | 2.880 m² | Rack 104/105*08, Floor Position = 104/105*08 | 44 | 56 | 44 | 44 | 56 | 44
Room XCN001 on Floor Ground Floor in Site CROYDON MTX | 86299.00 W | 300000.00 W | 29 % | 104 | 12 | Occupied | 12 | 100 % | 2.880 m² | Rack 104/105*07, Floor Position = 104/105*07 | 50 | 56 | 50 | 50 | 56 | 50
Room XCN001 on Floor Ground Floor in Site CROYDON MTX | 86299.00 W | 300000.00 W | 29 % | 104 | 12 | Occupied | 12 | 100 % | 2.880 m² | Rack 104/105*09, Floor Position = 104/105*09 | 37 | 58 | 37 | 37 | 58 | 37
Room XCN001 on Floor Ground Floor in Site CROYDON MTX | 86299.00 W | 300000.00 W | 29 % | 104 | 12 | Occupied | 12 | 100 % | 2.880 m² | Rack 104/105*12, Floor Position = 104/105*12 | 47 | 47 | 47 | 47 | 47 | 47
Room XCN001 on Floor Ground Floor in Site CROYDON MTX | 86299.00 W | 300000.00 W | 29 % | 104 | 12 | Occupied | 12 | 100 % | 2.880 m² | Rack 104/105*11, Floor Position = 104/105*11 | 57 | 58 | 57 | 57 | 58 | 57
Room XCN001 on Floor Ground Floor in Site CROYDON MTX | 86299.00 W | 300000.00 W | 29 % | 104 | 12 | Reserved | 0 | 0 % | 0.000 m²
Room XCN001 on Floor Ground Floor in Site CROYDON MTX | 86299.00 W | 300000.00 W | 29 % | 105 | 12 | Free | 0 | 0 % | -0.000 m²
Room XCN001 on Floor Ground Floor in Site CROYDON MTX | 86299.00 W | 300000.00 W | 29 % | 105 | 12 | Occupied | 12 | 100 % | 2.880 m² | Rack 104/105*01, Floor Position = 104/105*01 | 37 | 58 | 37 | 37 | 58 | 37
Room XCN001 on Floor Ground Floor in Site CROYDON MTX | 86299.00 W | 300000.00 W | 29 % | 105 | 12 | Occupied | 12 | 100 % | 2.880 m² | Rack 104/105*02, Floor Position = 104/105*02 | 41 | 58 | 41 | 41 | 58 | 41
Room XCN001 on Floor Ground Floor in Site CROYDON MTX | 86299.00 W | 300000.00 W | 29 % | 105 | 12 | Occupied | 12 | 100 % | 2.880 m² | Rack 104/105*04, Floor Position = 104/105*04 | 37 | 58 | 37 | 37 | 58 | 37
Room XCN001 on Floor Ground Floor in Site CROYDON MTX | 86299.00 W | 300000.00 W | 29 % | 105 | 12 | Occupied | 12 | 100 % | 2.880 m² | Rack 104/105*03, Floor Position = 104/105*03 | 46 | 58 | 46 | 46 | 58 | 46
Room XCN001 on Floor Ground Floor in Site CROYDON MTX | 86299.00 W | 300000.00 W | 29 % | 105 | 12 | Occupied | 12 | 100 % | 2.880 m² | Rack 104/105*06, Floor Position = 104/105*06 | 56 | 58 | 56 | 56 | 58 | 56
Room XCN001 on Floor Ground Floor in Site CROYDON MTX | 86299.00 W | 300000.00 W | 29 % | 105 | 12 | Occupied | 12 | 100 % | 2.880 m² | Rack 104/105*05, Floor Position = 104/105*05 | 41 | 58 | 41 | 41 | 58 | 41
Room XCN001 on Floor Ground Floor in Site CROYDON MTX | 86299.00 W | 300000.00 W | 29 % | 105 | 12 | Occupied | 12 | 100 % | 2.880 m² | Rack 104/105*10, Floor Position = 104/105*10 | 41 | 58 | 41 | 41 | 58 | 41
Room XCN001 on Floor Ground Floor in Site CROYDON MTX | 86299.00 W | 300000.00 W | 29 % | 105 | 12 | Occupied | 12 | 100 % | 2.880 m² | Rack 104/105*08, Floor Position = 104/105*08 | 44 | 56 | 44 | 44 | 56 | 44
Room XCN001 on Floor Ground Floor in Site CROYDON MTX | 86299.00 W | 300000.00 W | 29 % | 105 | 12 | Occupied | 12 | 100 % | 2.880 m² | Rack 104/105*07, Floor Position = 104/105*07 | 50 | 56 | 50 | 50 | 56 | 50
Room XCN001 on Floor Ground Floor in Site CROYDON MTX | 86299.00 W | 300000.00 W | 29 % | 105 | 12 | Occupied | 12 | 100 % | 2.880 m² | Rack 104/105*09, Floor Position = 104/105*09 | 37 | 58 | 37 | 37 | 58 | 37
Room XCN001 on Floor Ground Floor in Site CROYDON MTX | 86299.00 W | 300000.00 W | 29 % | 105 | 12 | Occupied | 12 | 100 % | 2.880 m² | Rack 104/105*12, Floor Position = 104/105*12 | 47 | 47 | 47 | 47 | 47 | 47
Room XCN001 on Floor Ground Floor in Site CROYDON MTX | 86299.00 W | 300000.00 W | 29 % | 105 | 12 | Occupied | 12 | 100 % | 2.880 m² | Rack 104/105*11, Floor Position = 104/105*11 | 57 | 58 | 57 | 57 | 58 | 57
Room XCN001 on Floor Ground Floor in Site CROYDON MTX | 86299.00 W | 300000.00 W | 29 % | 105 | 12 | Reserved | 0 | 0 % | 0.000 m²
Room XCN001 on Floor Ground Floor in Site CROYDON MTX | 86299.00 W | 300000.00 W | 29 % | 106 | 9 | Free | 7 | 83 % | 2.400 m²
Room XCN001 on Floor Ground Floor in Site CROYDON MTX | 86299.00 W | 300000.00 W | 29 % | 106 | 9 | Occupied | 2 | 17 % | 0.480 m² | Rack 106/107*01, Floor Position = 106/107*01 | 45 | 58 | 45 | 45 | 58 | 45
Room XCN001 on Floor Ground Floor in Site CROYDON MTX | 86299.00 W | 300000.00 W | 29 % | 106 | 9 | Occupied | 2 | 17 % | 0.480 m² | Rack 106/107*02, Floor Position = 106/107*02 | 28 | 35 | 28 | 28 | 35 | 28
Room XCN001 on Floor Ground Floor in Site CROYDON MTX | 86299.00 W | 300000.00 W | 29 % | 106 | 9 | Reserved | 0 | 0 % | 0.000 m²
Room XCN001 on Floor Ground Floor in Site CROYDON MTX | 86299.00 W | 300000.00 W | 29 % | 107 | 9 | Free | 7 | 83 % | 2.400 m²
Room XCN001 on Floor Ground Floor in Site CROYDON MTX | 86299.00 W | 300000.00 W | 29 % | 107 | 9 | Occupied | 2 | 17 % | 0.480 m² | Rack 106/107*01, Floor Position = 106/107*01 | 45 | 58 | 45 | 45 | 58 | 45
Room XCN001 on Floor Ground Floor in Site CROYDON MTX | 86299.00 W | 300000.00 W | 29 % | 107 | 9 | Occupied | 2 | 17 % | 0.480 m² | Rack 106/107*02, Floor Position = 106/107*02 | 28 | 35 | 28 | 28 | 35 | 28
Room XCN001 on Floor Ground Floor in Site CROYDON MTX | 86299.00 W | 300000.00 W | 29 % | 107 | 9 | Reserved | 0 | 0 % | 0.000 m²
Room XCN001 on Floor Ground Floor in Site CROYDON MTX | 86299.00 W | 300000.00 W | 29 % | 108 | 9 | Free | 3 | 33 % | 0.960 m²
Room XCN001 on Floor Ground Floor in Site CROYDON MTX | 86299.00 W | 300000.00 W | 29 % | 108 | 9 | Occupied | 6 | 67 % | 1.920 m² | Rack 108/109*05, Floor Position = 108/109*05 | 30 | 36 | 29 | 28 | 36 | 27
Room XCN001 on Floor Ground Floor in Site CROYDON MTX | 86299.00 W | 300000.00 W | 29 % | 108 | 9 | Occupied | 6 | 67 % | 1.920 m² | Rack 108/109*02, Floor Position = 108/109*02 | 40 | 43 | 40 | 24 | 43 | 24
Room XCN001 on Floor Ground Floor in Site CROYDON MTX | 86299.00 W | 300000.00 W | 29 % | 108 | 9 | Occupied | 6 | 67 % | 1.920 m² | Rack 108/109*01, Floor Position = 108/109*01 | 40 | 43 | 40 | 24 | 43 | 24
Room XCN001 on Floor Ground Floor in Site CROYDON MTX | 86299.00 W | 300000.00 W | 29 % | 108 | 9 | Occupied | 6 | 67 % | 1.920 m² | Rack 108/109*03, Floor Position = 108/109*03 | 4 | 37 | 2 | 2 | 22 | 2
Room XCN001 on Floor Ground Floor in Site CROYDON MTX | 86299.00 W | 300000.00 W | 29 % | 108 | 9 | Occupied | 6 | 67 % | 1.920 m² | Rack 108/109*04, Floor Position = 108/109*04 | 6 | 37 | 3 | 3 | 32 | 1
Room XCN001 on Floor Ground Floor in Site CROYDON MTX | 86299.00 W | 300000.00 W | 29 % | 108 | 9 | Occupied | 6 | 67 % | 1.920 m² | Rack 108/109*06, Floor Position = 108/109*06 | 45 | 45 | 45 | 45 | 45 | 45
Room XCN001 on Floor Ground Floor in Site CROYDON MTX | 86299.00 W | 300000.00 W | 29 % | 108 | 9 | Reserved | 0 | 0 % | 0.000 m²
Room XCN001 on Floor Ground Floor in Site CROYDON MTX | 86299.00 W | 300000.00 W | 29 % | 109 | 9 | Free | 3 | 33 % | 0.960 m²
Room XCN001 on Floor Ground Floor in Site CROYDON MTX | 86299.00 W | 300000.00 W | 29 % | 109 | 9 | Occupied | 6 | 67 % | 1.920 m² | Rack 108/109*05, Floor Position = 108/109*05 | 30 | 36 | 29 | 28 | 36 | 27
Room XCN001 on Floor Ground Floor in Site CROYDON MTX | 86299.00 W | 300000.00 W | 29 % | 109 | 9 | Occupied | 6 | 67 % | 1.920 m² | Rack 108/109*02, Floor Position = 108/109*02 | 40 | 43 | 40 | 24 | 43 | 24
Room XCN001 on Floor Ground Floor in Site CROYDON MTX | 86299.00 W | 300000.00 W | 29 % | 109 | 9 | Occupied | 6 | 67 % | 1.920 m² | Rack 108/109*01, Floor Position = 108/109*01 | 40 | 43 | 40 | 24 | 43 | 24
Room XCN001 on Floor Ground Floor in Site CROYDON MTX | 86299.00 W | 300000.00 W | 29 % | 109 | 9 | Occupied | 6 | 67 % | 1.920 m² | Rack 108/109*03, Floor Position = 108/109*03 | 4 | 37 | 2 | 2 | 22 | 2
Room XCN001 on Floor Ground Floor in Site CROYDON MTX | 86299.00 W | 300000.00 W | 29 % | 109 | 9 | Occupied | 6 | 67 % | 1.920 m² | Rack 108/109*04, Floor Position = 108/109*04 | 6 | 37 | 3 | 3 | 32 | 1
Room XCN001 on Floor Ground Floor in Site CROYDON MTX | 86299.00 W | 300000.00 W | 29 % | 109 | 9 | Occupied | 6 | 67 % | 1.920 m² | Rack 108/109*06, Floor Position = 108/109*06 | 45 | 45 | 45 | 45 | 45 | 45
Room XCN001 on Floor Ground Floor in Site CROYDON MTX | 86299.00 W | 300000.00 W | 29 % | 109 | 9 | Reserved | 0 | 0 % | 0.000 m²
Room XCN001 on Floor Ground Floor in Site CROYDON MTX | 86299.00 W | 300000.00 W | 29 % | 110 | 8 | Free | 8 | 100 % | 5.760 m²
Room XCN001 on Floor Ground Floor in Site CROYDON MTX | 86299.00 W | 300000.00 W | 29 % | 110 | 8 | Occupied | 0 | 0 % | 0.000 m²
Room XCN001 on Floor Ground Floor in Site CROYDON MTX | 86299.00 W | 300000.00 W | 29 % | 110 | 8 | Reserved | 0 | 0 % | 0.000 m²
Room XCN001 on Floor Ground Floor in Site CROYDON MTX | 86299.00 W | 300000.00 W | 29 % | 111 | 8 | Free | 8 | 100 % | 2.880 m²
Room XCN001 on Floor Ground Floor in Site CROYDON MTX | 86299.00 W | 300000.00 W | 29 % | 111 | 8 | Occupied | 0 | 0 % | 0.000 m²
Room XCN001 on Floor Ground Floor in Site CROYDON MTX | 86299.00 W | 300000.00 W | 29 % | 111 | 8 | Reserved | 0 | 0 % | 0.000 m²
Room XCN001 on Floor Ground Floor in Site CROYDON MTX | 86299.00 W | 300000.00 W | 29 % | 112 | 8 | Free | 8 | 100 % | 2.880 m²
Room XCN001 on Floor Ground Floor in Site CROYDON MTX | 86299.00 W | 300000.00 W | 29 % | 112 | 8 | Occupied | 0 | 0 % | 0.000 m²
Room XCN001 on Floor Ground Floor in Site CROYDON MTX | 86299.00 W | 300000.00 W | 29 % | 112 | 8 | Reserved | 0 | 0 % | 0.000 m²
Room XCN001 on Floor Ground Floor in Site CROYDON MTX | 86299.00 W | 300000.00 W | 29 % | 113 | 9 | Free | 9 | 100 % | 2.880 m²
Room XCN001 on Floor Ground Floor in Site CROYDON MTX | 86299.00 W | 300000.00 W | 29 % | 113 | 9 | Occupied | 0 | 0 % | 0.000 m²
Room XCN001 on Floor Ground Floor in Site CROYDON MTX | 86299.00 W | 300000.00 W | 29 % | 113 | 9 | Reserved | 0 | 0 % | 0.000 m²
Room XCN001 on Floor Ground Floor in Site CROYDON MTX | 86299.00 W | 300000.00 W | 29 % | 114 | 9 | Free | 9 | 100 % | 2.880 m²
Room XCN001 on Floor Ground Floor in Site CROYDON MTX | 86299.00 W | 300000.00 W | 29 % | 114 | 9 | Occupied | 0 | 0 % | 0.000 m²
Room XCN001 on Floor Ground Floor in Site CROYDON MTX | 86299.00 W | 300000.00 W | 29 % | 114 | 9 | Reserved | 0 | 0 % | 0.000 m²
Room XCN001 on Floor Ground Floor in Site CROYDON MTX | 86299.00 W | 300000.00 W | 29 % | 115 | 9 | Free | 9 | 100 % | 2.880 m²
Room XCN001 on Floor Ground Floor in Site CROYDON MTX | 86299.00 W | 300000.00 W | 29 % | 115 | 9 | Occupied | 0 | 0 % | 0.000 m²
Room XCN001 on Floor Ground Floor in Site CROYDON MTX | 86299.00 W | 300000.00 W | 29 % | 115 | 9 | Reserved | 0 | 0 % | 0.000 m²
Room XCN001 on Floor Ground Floor in Site CROYDON MTX | 86299.00 W | 300000.00 W | 29 % | 116 | 9 | Free | 9 | 100 % | 2.880 m²
Room XCN001 on Floor Ground Floor in Site CROYDON MTX | 86299.00 W | 300000.00 W | 29 % | 116 | 9 | Occupied | 0 | 0 % | 0.000 m²
Room XCN001 on Floor Ground Floor in Site CROYDON MTX | 86299.00 W | 300000.00 W | 29 % | 116 | 9 | Reserved | 0 | 0 % | 0.000 m²
Room XCN001 on Floor Ground Floor in Site CROYDON MTX | 86299.00 W | 300000.00 W | 29 % | 117 | 0 | Free | 0 | 100 % | 2.880 m²
Room XCN001 on Floor Ground Floor in Site CROYDON MTX | 86299.00 W | 300000.00 W | 29 % | 117 | 0 | Occupied | 0 | 0 % | 0.000 m²
Room XCN001 on Floor Ground Floor in Site CROYDON MTX | 86299.00 W | 300000.00 W | 29 % | 117 | 0 | Reserved | 0 | 0 % | 0.000 m²
Room XCN001 on Floor Ground Floor in Site CROYDON MTX | 86299.00 W | 300000.00 W | 29 % | 118 | 0 | Free | 0 | 100 % | 2.880 m²
Room XCN001 on Floor Ground Floor in Site CROYDON MTX | 86299.00 W | 300000.00 W | 29 % | 118 | 0 | Occupied | 0 | 0 % | 0.000 m²
Room XCN001 on Floor Ground Floor in Site CROYDON MTX | 86299.00 W | 300000.00 W | 29 % | 118 | 0 | Reserved | 0 | 0 % | 0.000 m²
Room XCN001 on Floor Ground Floor in Site CROYDON MTX | 86299.00 W | 300000.00 W | 29 % | 119 | 6 | Free | 6 | 100 % | 2.880 m²
Room XCN001 on Floor Ground Floor in Site CROYDON MTX | 86299.00 W | 300000.00 W | 29 % | 119 | 6 | Occupied | 0 | 0 % | 0.000 m²
Room XCN001 on Floor Ground Floor in Site CROYDON MTX | 86299.00 W | 300000.00 W | 29 % | 119 | 6 | Reserved | 0 | 0 % | 0.000 m²
Room XCN001 on Floor Ground Floor in Site CROYDON MTX | 86299.00 W | 300000.00 W | 29 % | 120 | 6 | Free | 6 | 100 % | 2.880 m²
Room XCN001 on Floor Ground Floor in Site CROYDON MTX | 86299.00 W | 300000.00 W | 29 % | 120 | 6 | Occupied | 0 | 0 % | 0.000 m²
Room XCN001 on Floor Ground Floor in Site CROYDON MTX | 86299.00 W | 300000.00 W | 29 % | 120 | 6 | Reserved | 0 | 0 % | 0.000 m²
Room XCN001 on Floor Ground Floor in Site CROYDON MTX | 86299.00 W | 300000.00 W | 29 % | 121 | 9 | Free | 9 | 100 % | 2.880 m²
Room XCN001 on Floor Ground Floor in Site CROYDON MTX | 86299.00 W | 300000.00 W | 29 % | 121 | 9 | Occupied | 0 | 0 % | 0.000 m²
Room XCN001 on Floor Ground Floor in Site CROYDON MTX | 86299.00 W | 300000.00 W | 29 % | 121 | 9 | Reserved | 0 | 0 % | 0.000 m²
Room XCN001 on Floor Ground Floor in Site CROYDON MTX | 86299.00 W | 300000.00 W | 29 % | 122 | 9 | Free | 9 | 100 % | 2.880 m²
Room XCN001 on Floor Ground Floor in Site CROYDON MTX | 86299.00 W | 300000.00 W | 29 % | 122 | 9 | Occupied | 0 | 0 % | 0.000 m²
Room XCN001 on Floor Ground Floor in Site CROYDON MTX | 86299.00 W | 300000.00 W | 29 % | 122 | 9 | Reserved | 0 | 0 % | 0.000 m²
Room XCN001 on Floor Ground Floor in Site CROYDON MTX | 86299.00 W | 300000.00 W | 29 % | 123 | 9 | Free | 9 | 100 % | 2.880 m²
Room XCN001 on Floor Ground Floor in Site CROYDON MTX | 86299.00 W | 300000.00 W | 29 % | 123 | 9 | Occupied | 0 | 0 % | 0.000 m²
Room XCN001 on Floor Ground Floor in Site CROYDON MTX | 86299.00 W | 300000.00 W | 29 % | 123 | 9 | Reserved | 0 | 0 % | 0.000 m²
Room XCN001 on Floor Ground Floor in Site CROYDON MTX | 86299.00 W | 300000.00 W | 29 % | 124 | 9 | Free | 9 | 100 % | 2.880 m²
Room XCN001 on Floor Ground Floor in Site CROYDON MTX | 86299.00 W | 300000.00 W | 29 % | 124 | 9 | Occupied | 0 | 0 % | 0.000 m²
Room XCN001 on Floor Ground Floor in Site CROYDON MTX | 86299.00 W | 300000.00 W | 29 % | 124 | 9 | Reserved | 0 | 0 % | 0.000 m²
Room XCN001 on Floor Ground Floor in Site CROYDON MTX | 86299.00 W | 300000.00 W | 29 % | 125 | 9 | Free | 9 | 100 % | 2.880 m²
Room XCN001 on Floor Ground Floor in Site CROYDON MTX | 86299.00 W | 300000.00 W | 29 % | 125 | 9 | Occupied | 0 | 0 % | 0.000 m²
Room XCN001 on Floor Ground Floor in Site CROYDON MTX | 86299.00 W | 300000.00 W | 29 % | 125 | 9 | Reserved | 0 | 0 % | 0.000 m²
Room XCN001 on Floor Ground Floor in Site CROYDON MTX | 86299.00 W | 300000.00 W | 29 % | 126 | 9 | Free | 9 | 100 % | 2.880 m²
Room XCN001 on Floor Ground Floor in Site CROYDON MTX | 86299.00 W | 300000.00 W | 29 % | 126 | 9 | Occupied | 0 | 0 % | 0.000 m²
Room XCN001 on Floor Ground Floor in Site CROYDON MTX | 86299.00 W | 300000.00 W | 29 % | 126 | 9 | Reserved | 0 | 0 % | 0.000 m²
Room XCN001 on Floor Ground Floor in Site CROYDON MTX | 86299.00 W | 300000.00 W | 29 % | 128 | 0 | Free | 0 | 100 % | 2.880 m²
Room XCN001 on Floor Ground Floor in Site CROYDON MTX | 86299.00 W | 300000.00 W | 29 % | 128 | 0 | Occupied | 0 | 0 % | 0.000 m²
Room XCN001 on Floor Ground Floor in Site CROYDON MTX | 86299.00 W | 300000.00 W | 29 % | 128 | 0 | Reserved | 0 | 0 % | 0.000 m²
Room XCN001 on Floor Ground Floor in Site CROYDON MTX | 86299.00 W | 300000.00 W | 29 % | 129 | 0 | Free | 0 | 100 % | 2.880 m²
Room XCN001 on Floor Ground Floor in Site CROYDON MTX | 86299.00 W | 300000.00 W | 29 % | 129 | 0 | Occupied | 0 | 0 % | 0.000 m²
Room XCN001 on Floor Ground Floor in Site CROYDON MTX | 86299.00 W | 300000.00 W | 29 % | 129 | 0 | Reserved | 0 | 0 % | 0.000 m²
Room XCN001 on Floor Ground Floor in Site CROYDON MTX | 86299.00 W | 300000.00 W | 29 % | 130 | 9 | Free | 9 | 100 % | 2.880 m²
Room XCN001 on Floor Ground Floor in Site CROYDON MTX | 86299.00 W | 300000.00 W | 29 % | 130 | 9 | Occupied | 0 | 0 % | 0.000 m²
Room XCN001 on Floor Ground Floor in Site CROYDON MTX | 86299.00 W | 300000.00 W | 29 % | 130 | 9 | Reserved | 0 | 0 % | 0.000 m²
Room XCN001 on Floor Ground Floor in Site CROYDON MTX | 86299.00 W | 300000.00 W | 29 % | 131 | 9 | Free | 9 | 100 % | 2.880 m²
Room XCN001 on Floor Ground Floor in Site CROYDON MTX | 86299.00 W | 300000.00 W | 29 % | 131 | 9 | Occupied | 0 | 0 % | 0.000 m²
Room XCN001 on Floor Ground Floor in Site CROYDON MTX | 86299.00 W | 300000.00 W | 29 % | 131 | 9 | Reserved | 0 | 0 % | 0.000 m²
Room XCN001 on Floor Ground Floor in Site CROYDON MTX | 86299.00 W | 300000.00 W | 29 % | 132 | 9 | Free | 9 | 100 % | 2.880 m²
Room XCN001 on Floor Ground Floor in Site CROYDON MTX | 86299.00 W | 300000.00 W | 29 % | 132 | 9 | Occupied | 0 | 0 % | 0.000 m²
Room XCN001 on Floor Ground Floor in Site CROYDON MTX | 86299.00 W | 300000.00 W | 29 % | 132 | 9 | Reserved | 0 | 0 % | 0.000 m²
Room XCN001 on Floor Ground Floor in Site CROYDON MTX | 86299.00 W | 300000.00 W | 29 % | 133 | 9 | Free | 9 | 100 % | 2.880 m²
Room XCN001 on Floor Ground Floor in Site CROYDON MTX | 86299.00 W | 300000.00 W | 29 % | 133 | 9 | Occupied | 0 | 0 % | 0.000 m²
Room XCN001 on Floor Ground Floor in Site CROYDON MTX | 86299.00 W | 300000.00 W | 29 % | 133 | 9 | Reserved | 0 | 0 % | 0.000 m²
Room XCN001 on Floor Ground Floor in Site CROYDON MTX | 86299.00 W | 300000.00 W | 29 % | 134 | 9 | Free | 9 | 100 % | 2.880 m²
Room XCN001 on Floor Ground Floor in Site CROYDON MTX | 86299.00 W | 300000.00 W | 29 % | 134 | 9 | Occupied | 0 | 0 % | 0.000 m²
Room XCN001 on Floor Ground Floor in Site CROYDON MTX | 86299.00 W | 300000.00 W | 29 % | 134 | 9 | Reserved | 0 | 0 % | 0.000 m²
Room XCN001 on Floor Ground Floor in Site CROYDON MTX | 86299.00 W | 300000.00 W | 29 % | 135 | 9 | Free | 9 | 100 % | 2.880 m²
Room XCN001 on Floor Ground Floor in Site CROYDON MTX | 86299.00 W | 300000.00 W | 29 % | 135 | 9 | Occupied | 0 | 0 % | 0.000 m²
Room XCN001 on Floor Ground Floor in Site CROYDON MTX | 86299.00 W | 300000.00 W | 29 % | 135 | 9 | Reserved | 0 | 0 % | 0.000 m²
Room XCN001 on Floor Ground Floor in Site CROYDON MTX | 86299.00 W | 300000.00 W | 29 % | 136 | 8 | Free | 5 | 68 % | 1.970 m²
Room XCN001 on Floor Ground Floor in Site CROYDON MTX | 86299.00 W | 300000.00 W | 29 % | 136 | 8 | Occupied | 3 | 32 % | 0.910 m² | ODF ODF 136*01 (W01), Floor Position = 136*01 | 46 | 47 | 46 | 46 | 47 | 46
Room XCN001 on Floor Ground Floor in Site CROYDON MTX | 86299.00 W | 300000.00 W | 29 % | 136 | 8 | Occupied | 3 | 32 % | 0.910 m² | Rack 136/137*10, Floor Position = 136/137*10 | 31 | 47 | 30 | 22 | 47 | 22
Room XCN001 on Floor Ground Floor in Site CROYDON MTX | 86299.00 W | 300000.00 W | 29 % | 136 | 8 | Occupied | 3 | 32 % | 0.910 m² | Rack 136/137*12, Floor Position = 136/137*12 | 16 | 35 | 10 | 12 | 28 | 3
Room XCN001 on Floor Ground Floor in Site CROYDON MTX | 86299.00 W | 300000.00 W | 29 % | 136 | 8 | Reserved | 0 | 0 % | 0.000 m²
Room XCN001 on Floor Ground Floor in Site CROYDON MTX | 86299.00 W | 300000.00 W | 29 % | 137 | 8 | Free | 5 | 68 % | 1.970 m²
Room XCN001 on Floor Ground Floor in Site CROYDON MTX | 86299.00 W | 300000.00 W | 29 % | 137 | 8 | Occupied | 3 | 32 % | 0.910 m² | ODF CODF 137*01 (W01), Floor Position = 137*01 | 24 | 47 | 24 | 14 | 47 | 14
Room XCN001 on Floor Ground Floor in Site CROYDON MTX | 86299.00 W | 300000.00 W | 29 % | 137 | 8 | Occupied | 3 | 32 % | 0.910 m² | Rack 136/137*12, Floor Position = 136/137*12 | 16 | 35 | 10 | 12 | 28 | 3
Room XCN001 on Floor Ground Floor in Site CROYDON MTX | 86299.00 W | 300000.00 W | 29 % | 137 | 8 | Occupied | 3 | 32 % | 0.910 m² | Rack 136/137*10, Floor Position = 136/137*10 | 31 | 47 | 30 | 22 | 47 | 22
Room XCN001 on Floor Ground Floor in Site CROYDON MTX | 86299.00 W | 300000.00 W | 29 % | 137 | 8 | Reserved | 0 | 0 % | 0.000 m²
Room XCN001 on Floor Ground Floor in Site CROYDON MTX | 86299.00 W | 300000.00 W | 29 % | 138 | 8 | Free | 3 | 57 % | 1.633 m²
Room XCN001 on Floor Ground Floor in Site CROYDON MTX | 86299.00 W | 300000.00 W | 29 % | 138 | 8 | Occupied | 5 | 43 % | 1.245 m² | Rack 138*01, Floor Position = 138*01 | 47 | 47 | 47 | 47 | 47 | 47
Room XCN001 on Floor Ground Floor in Site CROYDON MTX | 86299.00 W | 300000.00 W | 29 % | 138 | 8 | Occupied | 5 | 43 % | 1.245 m² | Rack 138/139*04, Floor Position = 138/139*04 | 0 | 47 | 0 | 0 | 47 | 0
Room XCN001 on Floor Ground Floor in Site CROYDON MTX | 86299.00 W | 300000.00 W | 29 % | 138 | 8 | Occupied | 5 | 43 % | 1.245 m² | Rack 138/139*10, Floor Position = 138/139*10 | 41 | 47 | 41 | 41 | 47 | 41
Room XCN001 on Floor Ground Floor in Site CROYDON MTX | 86299.00 W | 300000.00 W | 29 % | 138 | 8 | Occupied | 5 | 43 % | 1.245 m² | Rack 138/139*06, Floor Position = 138/139*06 | 27 | 47 | 27 | 23 | 47 | 23
Room XCN001 on Floor Ground Floor in Site CROYDON MTX | 86299.00 W | 300000.00 W | 29 % | 138 | 8 | Occupied | 5 | 43 % | 1.245 m² | Rack 138*11, Floor Position = 138*11 | 47 | 47 | 47 | 47 | 47 | 47
Room XCN001 on Floor Ground Floor in Site CROYDON MTX | 86299.00 W | 300000.00 W | 29 % | 138 | 8 | Reserved | 0 | 0 % | 0.000 m²
Room XCN001 on Floor Ground Floor in Site CROYDON MTX | 86299.00 W | 300000.00 W | 29 % | 139 | 8 | Free | 3 | 57 % | 1.638 m²
Room XCN001 on Floor Ground Floor in Site CROYDON MTX | 86299.00 W | 300000.00 W | 29 % | 139 | 8 | Occupied | 5 | 43 % | 1.245 m² | Rack 139*01, Floor Position = 139*01 | 47 | 47 | 47 | 47 | 47 | 47
Room XCN001 on Floor Ground Floor in Site CROYDON MTX | 86299.00 W | 300000.00 W | 29 % | 139 | 8 | Occupied | 5 | 43 % | 1.245 m² | Rack 138/139*04, Floor Position = 138/139*04 | 0 | 47 | 0 | 0 | 47 | 0
Room XCN001 on Floor Ground Floor in Site CROYDON MTX | 86299.00 W | 300000.00 W | 29 % | 139 | 8 | Occupied | 5 | 43 % | 1.245 m² | Rack 138/139*10, Floor Position = 138/139*10 | 41 | 47 | 41 | 41 | 47 | 41
Room XCN001 on Floor Ground Floor in Site CROYDON MTX | 86299.00 W | 300000.00 W | 29 % | 139 | 8 | Occupied | 5 | 43 % | 1.245 m² | Rack 138/139*06, Floor Position = 138/139*06 | 27 | 47 | 27 | 23 | 47 | 23
Room XCN001 on Floor Ground Floor in Site CROYDON MTX | 86299.00 W | 300000.00 W | 29 % | 139 | 8 | Occupied | 5 | 43 % | 1.245 m² | Rack 139*11, Floor Position = 139*11 | 47 | 47 | 47 | 47 | 47 | 47
Room XCN001 on Floor Ground Floor in Site CROYDON MTX | 86299.00 W | 300000.00 W | 29 % | 139 | 8 | Reserved | 0 | 0 % | 0.000 m²
Room XCN001 on Floor Ground Floor in Site CROYDON MTX | 86299.00 W | 300000.00 W | 29 % | 140 | 3 | Free | 0 | 50 % | 0.600 m²
Room XCN001 on Floor Ground Floor in Site CROYDON MTX | 86299.00 W | 300000.00 W | 29 % | 140 | 3 | Occupied | 3 | 50 % | 0.600 m² | Rack 140*09, Floor Position = 140*09 | 44 | 47 | 44 | 44 | 47 | 44
Room XCN001 on Floor Ground Floor in Site CROYDON MTX | 86299.00 W | 300000.00 W | 29 % | 140 | 3 | Occupied | 3 | 50 % | 0.600 m² | Rack 140*10, Floor Position = 140*10 | 43 | 46 | 43 | 43 | 46 | 43
Room XCN001 on Floor Ground Floor in Site CROYDON MTX | 86299.00 W | 300000.00 W | 29 % | 140 | 3 | Occupied | 3 | 50 % | 0.600 m² | Rack 140*11, Floor Position = 140*11 | 45 | 45 | 45 | 45 | 45 | 45
Room XCN001 on Floor Ground Floor in Site CROYDON MTX | 86299.00 W | 300000.00 W | 29 % | 140 | 3 | Reserved | 0 | 0 % | 0.000 m²
Room XCN001 on Floor Ground Floor in Site CROYDON MTX | 86299.00 W | 300000.00 W | 29 % | 141 | 3 | Free | 1 | 70 % | 0.840 m²
Room XCN001 on Floor Ground Floor in Site CROYDON MTX | 86299.00 W | 300000.00 W | 29 % | 141 | 3 | Occupied | 2 | 30 % | 0.360 m² | Rack 141*10, Floor Position = 141*10 | 43 | 46 | 43 | 43 | 46 | 43
Room XCN001 on Floor Ground Floor in Site CROYDON MTX | 86299.00 W | 300000.00 W | 29 % | 141 | 3 | Occupied | 2 | 30 % | 0.360 m² | Rack 141*11, Floor Position = 141*11 | 45 | 45 | 45 | 45 | 45 | 45
Room XCN001 on Floor Ground Floor in Site CROYDON MTX | 86299.00 W | 300000.00 W | 29 % | 141 | 3 | Reserved | 0 | 0 % | 0.000 m²
Room XCN001 on Floor Ground Floor in Site CROYDON MTX | 86299.00 W | 300000.00 W | 29 % | 142 | 11 | Free | 5 | 50 % | 1.440 m²
Room XCN001 on Floor Ground Floor in Site CROYDON MTX | 86299.00 W | 300000.00 W | 29 % | 142 | 11 | Occupied | 6 | 50 % | 1.440 m² | Rack 142/143*01, Floor Position = 142/143*01 | 28 | 58 | 28 | 28 | 58 | 28
Room XCN001 on Floor Ground Floor in Site CROYDON MTX | 86299.00 W | 300000.00 W | 29 % | 142 | 11 | Occupied | 6 | 50 % | 1.440 m² | Rack 142/143*02, Floor Position = 142/143*02 | 34 | 58 | 34 | 34 | 58 | 34
Room XCN001 on Floor Ground Floor in Site CROYDON MTX | 86299.00 W | 300000.00 W | 29 % | 142 | 11 | Occupied | 6 | 50 % | 1.440 m² | Rack 142*03, Floor Position = 142*03 | 44 | 47 | 44 | 44 | 47 | 44
Room XCN001 on Floor Ground Floor in Site CROYDON MTX | 86299.00 W | 300000.00 W | 29 % | 142 | 11 | Occupied | 6 | 50 % | 1.440 m² | Rack 142/143*07, Floor Position = 142/143*07 | 23 | 47 | 23 | 23 | 47 | 23
Room XCN001 on Floor Ground Floor in Site CROYDON MTX | 86299.00 W | 300000.00 W | 29 % | 142 | 11 | Occupied | 6 | 50 % | 1.440 m² | Rack 142*05, Floor Position = 142*05 | 44 | 47 | 44 | 44 | 47 | 44
Room XCN001 on Floor Ground Floor in Site CROYDON MTX | 86299.00 W | 300000.00 W | 29 % | 142 | 11 | Occupied | 6 | 50 % | 1.440 m² | Rack 142/143*06, Floor Position = 142/143*06 | 41 | 47 | 41 | 41 | 47 | 41
Room XCN001 on Floor Ground Floor in Site CROYDON MTX | 86299.00 W | 300000.00 W | 29 % | 142 | 11 | Reserved | 0 | 0 % | 0.000 m²
Room XCN001 on Floor Ground Floor in Site CROYDON MTX | 86299.00 W | 300000.00 W | 29 % | 143 | 11 | Free | 6 | 58 % | 1.680 m²
Room XCN001 on Floor Ground Floor in Site CROYDON MTX | 86299.00 W | 300000.00 W | 29 % | 143 | 11 | Occupied | 5 | 42 % | 1.200 m² | Rack 142/143*01, Floor Position = 142/143*01 | 28 | 58 | 28 | 28 | 58 | 28
Room XCN001 on Floor Ground Floor in Site CROYDON MTX | 86299.00 W | 300000.00 W | 29 % | 143 | 11 | Occupied | 5 | 42 % | 1.200 m² | Rack 142/143*02, Floor Position = 142/143*02 | 34 | 58 | 34 | 34 | 58 | 34
Room XCN001 on Floor Ground Floor in Site CROYDON MTX | 86299.00 W | 300000.00 W | 29 % | 143 | 11 | Occupied | 5 | 42 % | 1.200 m² | Rack 143*03, Floor Position = 143*03 | 44 | 47 | 44 | 44 | 47 | 44
Room XCN001 on Floor Ground Floor in Site CROYDON MTX | 86299.00 W | 300000.00 W | 29 % | 143 | 11 | Occupied | 5 | 42 % | 1.200 m² | Rack 142/143*07, Floor Position = 142/143*07 | 23 | 47 | 23 | 23 | 47 | 23
Room XCN001 on Floor Ground Floor in Site CROYDON MTX | 86299.00 W | 300000.00 W | 29 % | 143 | 11 | Occupied | 5 | 42 % | 1.200 m² | Rack 142/143*06, Floor Position = 142/143*06 | 41 | 47 | 41 | 41 | 47 | 41
Room XCN001 on Floor Ground Floor in Site CROYDON MTX | 86299.00 W | 300000.00 W | 29 % | 143 | 11 | Reserved | 0 | 0 % | 0.000 m²
Room XCN001 on Floor Ground Floor in Site CROYDON MTX | 86299.00 W | 300000.00 W | 29 % | 144 | 9 | Free | 9 | 100 % | 2.880 m²
Room XCN001 on Floor Ground Floor in Site CROYDON MTX | 86299.00 W | 300000.00 W | 29 % | 144 | 9 | Occupied | 0 | 0 % | 0.000 m²
Room XCN001 on Floor Ground Floor in Site CROYDON MTX | 86299.00 W | 300000.00 W | 29 % | 144 | 9 | Reserved | 0 | 0 % | 0.000 m²
Room XCN001 on Floor Ground Floor in Site CROYDON MTX | 86299.00 W | 300000.00 W | 29 % | 145 | 9 | Free | 9 | 100 % | 2.880 m²
Room XCN001 on Floor Ground Floor in Site CROYDON MTX | 86299.00 W | 300000.00 W | 29 % | 145 | 9 | Occupied | 0 | 0 % | 0.000 m²
Room XCN001 on Floor Ground Floor in Site CROYDON MTX | 86299.00 W | 300000.00 W | 29 % | 145 | 9 | Reserved | 0 | 0 % | 0.000 m²
Room XCN001 on Floor Ground Floor in Site CROYDON MTX | 86299.00 W | 300000.00 W | 29 % | 146 | 10 | Free | 8 | 83 % | 2.400 m²
Room XCN001 on Floor Ground Floor in Site CROYDON MTX | 86299.00 W | 300000.00 W | 29 % | 146 | 10 | Occupied | 2 | 17 % | 0.480 m² | Rack 146/147*07, Floor Position = 146/147*07 | 47 | 47 | 47 | 47 | 47 | 47
Room XCN001 on Floor Ground Floor in Site CROYDON MTX | 86299.00 W | 300000.00 W | 29 % | 146 | 10 | Occupied | 2 | 17 % | 0.480 m² | Rack 146/147*06, Floor Position = 146/147*06 | 47 | 47 | 47 | 47 | 47 | 47
Room XCN001 on Floor Ground Floor in Site CROYDON MTX | 86299.00 W | 300000.00 W | 29 % | 146 | 10 | Reserved | 0 | 0 % | 0.000 m²
Room XCN001 on Floor Ground Floor in Site CROYDON MTX | 86299.00 W | 300000.00 W | 29 % | 147 | 10 | Free | 8 | 83 % | 2.400 m²
Room XCN001 on Floor Ground Floor in Site CROYDON MTX | 86299.00 W | 300000.00 W | 29 % | 147 | 10 | Occupied | 2 | 17 % | 0.480 m² | Rack 146/147*07, Floor Position = 146/147*07 | 47 | 47 | 47 | 47 | 47 | 47
Room XCN001 on Floor Ground Floor in Site CROYDON MTX | 86299.00 W | 300000.00 W | 29 % | 147 | 10 | Occupied | 2 | 17 % | 0.480 m² | Rack 146/147*06, Floor Position = 146/147*06 | 47 | 47 | 47 | 47 | 47 | 47
Room XCN001 on Floor Ground Floor in Site CROYDON MTX | 86299.00 W | 300000.00 W | 29 % | 147 | 10 | Reserved | 0 | 0 % | 0.000 m²
Room XCN001 on Floor Ground Floor in Site CROYDON MTX | 86299.00 W | 300000.00 W | 29 % | 148 | 9 | Free | 9 | 100 % | 2.880 m²
Room XCN001 on Floor Ground Floor in Site CROYDON MTX | 86299.00 W | 300000.00 W | 29 % | 148 | 9 | Occupied | 0 | 0 % | 0.000 m²
Room XCN001 on Floor Ground Floor in Site CROYDON MTX | 86299.00 W | 300000.00 W | 29 % | 148 | 9 | Reserved | 0 | 0 % | 0.000 m²
Room XCN001 on Floor Ground Floor in Site CROYDON MTX | 86299.00 W | 300000.00 W | 29 % | 149 | 9 | Free | 9 | 100 % | 2.880 m²
Room XCN001 on Floor Ground Floor in Site CROYDON MTX | 86299.00 W | 300000.00 W | 29 % | 149 | 9 | Occupied | 0 | 0 % | 0.000 m²
Room XCN001 on Floor Ground Floor in Site CROYDON MTX | 86299.00 W | 300000.00 W | 29 % | 149 | 9 | Reserved | 0 | 0 % | 0.000 m²
Room XCN001 on Floor Ground Floor in Site CROYDON MTX | 86299.00 W | 300000.00 W | 29 % | 150 | 9 | Free | 9 | 100 % | 2.880 m²
Room XCN001 on Floor Ground Floor in Site CROYDON MTX | 86299.00 W | 300000.00 W | 29 % | 150 | 9 | Occupied | 0 | 0 % | 0.000 m²
Room XCN001 on Floor Ground Floor in Site CROYDON MTX | 86299.00 W | 300000.00 W | 29 % | 150 | 9 | Reserved | 0 | 0 % | 0.000 m²
Room XCN001 on Floor Ground Floor in Site CROYDON MTX | 86299.00 W | 300000.00 W | 29 % | 151 | 9 | Free | 9 | 100 % | 2.880 m²
Room XCN001 on Floor Ground Floor in Site CROYDON MTX | 86299.00 W | 300000.00 W | 29 % | 151 | 9 | Occupied | 0 | 0 % | 0.000 m²
Room XCN001 on Floor Ground Floor in Site CROYDON MTX | 86299.00 W | 300000.00 W | 29 % | 151 | 9 | Reserved | 0 | 0 % | 0.000 m²
Room XCN001 on Floor Ground Floor in Site CROYDON MTX | 86299.00 W | 300000.00 W | 29 % | 152 | 9 | Free | 9 | 100 % | 2.880 m²
Room XCN001 on Floor Ground Floor in Site CROYDON MTX | 86299.00 W | 300000.00 W | 29 % | 152 | 9 | Occupied | 0 | 0 % | 0.000 m²
Room XCN001 on Floor Ground Floor in Site CROYDON MTX | 86299.00 W | 300000.00 W | 29 % | 152 | 9 | Reserved | 0 | 0 % | 0.000 m²
Room XCN001 on Floor Ground Floor in Site CROYDON MTX | 86299.00 W | 300000.00 W | 29 % | 153 | 9 | Free | 9 | 100 % | 2.880 m²
Room XCN001 on Floor Ground Floor in Site CROYDON MTX | 86299.00 W | 300000.00 W | 29 % | 153 | 9 | Occupied | 0 | 0 % | 0.000 m²
Room XCN001 on Floor Ground Floor in Site CROYDON MTX | 86299.00 W | 300000.00 W | 29 % | 153 | 9 | Reserved | 0 | 0 % | 0.000 m²
Room XCN001 on Floor Ground Floor in Site CROYDON MTX | 86299.00 W | 300000.00 W | 29 % | 154 | 9 | Free | 9 | 100 % | 2.880 m²
Room XCN001 on Floor Ground Floor in Site CROYDON MTX | 86299.00 W | 300000.00 W | 29 % | 154 | 9 | Occupied | 0 | 0 % | 0.000 m²
Room XCN001 on Floor Ground Floor in Site CROYDON MTX | 86299.00 W | 300000.00 W | 29 % | 154 | 9 | Reserved | 0 | 0 % | 0.000 m²
Room XCN001 on Floor Ground Floor in Site CROYDON MTX | 86299.00 W | 300000.00 W | 29 % | 155 | 9 | Free | 9 | 100 % | 2.880 m²
Room XCN001 on Floor Ground Floor in Site CROYDON MTX | 86299.00 W | 300000.00 W | 29 % | 155 | 9 | Occupied | 0 | 0 % | 0.000 m²
Room XCN001 on Floor Ground Floor in Site CROYDON MTX | 86299.00 W | 300000.00 W | 29 % | 155 | 9 | Reserved | 0 | 0 % | 0.000 m²
Room XCN001 on Floor Ground Floor in Site CROYDON MTX | 86299.00 W | 300000.00 W | 29 % | 156 | 8 | Free | 8 | 100 % | 2.880 m²
Room XCN001 on Floor Ground Floor in Site CROYDON MTX | 86299.00 W | 300000.00 W | 29 % | 156 | 8 | Occupied | 0 | 0 % | 0.000 m²
Room XCN001 on Floor Ground Floor in Site CROYDON MTX | 86299.00 W | 300000.00 W | 29 % | 156 | 8 | Reserved | 0 | 0 % | 0.000 m²
Room XCN001 on Floor Ground Floor in Site CROYDON MTX | 86299.00 W | 300000.00 W | 29 % | 157 | 8 | Free | 8 | 100 % | 2.880 m²
Room XCN001 on Floor Ground Floor in Site CROYDON MTX | 86299.00 W | 300000.00 W | 29 % | 157 | 8 | Occupied | 0 | 0 % | 0.000 m²
Room XCN001 on Floor Ground Floor in Site CROYDON MTX | 86299.00 W | 300000.00 W | 29 % | 157 | 8 | Reserved | 0 | 0 % | 0.000 m²
Room XCN001 on Floor Ground Floor in Site CROYDON MTX | 86299.00 W | 300000.00 W | 29 % | 158 | 8 | Free | 8 | 100 % | 2.880 m²
Room XCN001 on Floor Ground Floor in Site CROYDON MTX | 86299.00 W | 300000.00 W | 29 % | 158 | 8 | Occupied | 0 | 0 % | 0.000 m²
Room XCN001 on Floor Ground Floor in Site CROYDON MTX | 86299.00 W | 300000.00 W | 29 % | 158 | 8 | Reserved | 0 | 0 % | 0.000 m²
Room XCN001 on Floor Ground Floor in Site CROYDON MTX | 86299.00 W | 300000.00 W | 29 % | 159 | 8 | Free | 8 | 100 % | 2.880 m²
Room XCN001 on Floor Ground Floor in Site CROYDON MTX | 86299.00 W | 300000.00 W | 29 % | 159 | 8 | Occupied | 0 | 0 % | 0.000 m²
Room XCN001 on Floor Ground Floor in Site CROYDON MTX | 86299.00 W | 300000.00 W | 29 % | 159 | 8 | Reserved | 0 | 0 % | 0.000 m²
Room XCN001 on Floor Ground Floor in Site CROYDON MTX | 86299.00 W | 300000.00 W | 29 % | 160 | 9 | Free | 9 | 100 % | 2.880 m²
Room XCN001 on Floor Ground Floor in Site CROYDON MTX | 86299.00 W | 300000.00 W | 29 % | 160 | 9 | Occupied | 0 | 0 % | 0.000 m²
Room XCN001 on Floor Ground Floor in Site CROYDON MTX | 86299.00 W | 300000.00 W | 29 % | 160 | 9 | Reserved | 0 | 0 % | 0.000 m²
Room XCN001 on Floor Ground Floor in Site CROYDON MTX | 86299.00 W | 300000.00 W | 29 % | 161 | 9 | Free | 9 | 100 % | 2.880 m²
Room XCN001 on Floor Ground Floor in Site CROYDON MTX | 86299.00 W | 300000.00 W | 29 % | 161 | 9 | Occupied | 0 | 0 % | 0.000 m²
Room XCN001 on Floor Ground Floor in Site CROYDON MTX | 86299.00 W | 300000.00 W | 29 % | 161 | 9 | Reserved | 0 | 0 % | 0.000 m²
Room XCN001 on Floor Ground Floor in Site CROYDON MTX | 86299.00 W | 300000.00 W | 29 % | 162 | 9 | Free | 9 | 100 % | 2.880 m²
Room XCN001 on Floor Ground Floor in Site CROYDON MTX | 86299.00 W | 300000.00 W | 29 % | 162 | 9 | Occupied | 0 | 0 % | 0.000 m²
Room XCN001 on Floor Ground Floor in Site CROYDON MTX | 86299.00 W | 300000.00 W | 29 % | 162 | 9 | Reserved | 0 | 0 % | 0.000 m²
Room XCN001 on Floor Ground Floor in Site CROYDON MTX | 86299.00 W | 300000.00 W | 29 % | 163 | 9 | Free | 9 | 100 % | 2.880 m²
Room XCN001 on Floor Ground Floor in Site CROYDON MTX | 86299.00 W | 300000.00 W | 29 % | 163 | 9 | Occupied | 0 | 0 % | 0.000 m²
Room XCN001 on Floor Ground Floor in Site CROYDON MTX | 86299.00 W | 300000.00 W | 29 % | 163 | 9 | Reserved | 0 | 0 % | 0.000 m²
Room XCN001 on Floor Ground Floor in Site CROYDON MTX | 86299.00 W | 300000.00 W | 29 % | 164 | 0 | Free | 0 | 100 % | 2.880 m²
Room XCN001 on Floor Ground Floor in Site CROYDON MTX | 86299.00 W | 300000.00 W | 29 % | 164 | 0 | Occupied | 0 | 0 % | 0.000 m²
Room XCN001 on Floor Ground Floor in Site CROYDON MTX | 86299.00 W | 300000.00 W | 29 % | 164 | 0 | Reserved | 0 | 0 % | 0.000 m²
Room XCN001 on Floor Ground Floor in Site CROYDON MTX | 86299.00 W | 300000.00 W | 29 % | 165 | 0 | Free | 0 | 100 % | 2.880 m²
Room XCN001 on Floor Ground Floor in Site CROYDON MTX | 86299.00 W | 300000.00 W | 29 % | 165 | 0 | Occupied | 0 | 0 % | 0.000 m²
Room XCN001 on Floor Ground Floor in Site CROYDON MTX | 86299.00 W | 300000.00 W | 29 % | 165 | 0 | Reserved | 0 | 0 % | 0.000 m²
Room XCN001 on Floor Ground Floor in Site CROYDON MTX | 86299.00 W | 300000.00 W | 29 % | 166 | 2 | Free | 2 | 100 % | 2.880 m²
Room XCN001 on Floor Ground Floor in Site CROYDON MTX | 86299.00 W | 300000.00 W | 29 % | 166 | 2 | Occupied | 0 | 0 % | 0.000 m²
Room XCN001 on Floor Ground Floor in Site CROYDON MTX | 86299.00 W | 300000.00 W | 29 % | 166 | 2 | Reserved | 0 | 0 % | 0.000 m²
Room XCN001 on Floor Ground Floor in Site CROYDON MTX | 86299.00 W | 300000.00 W | 29 % | 167 | 2 | Free | 2 | 100 % | 2.880 m²
Room XCN001 on Floor Ground Floor in Site CROYDON MTX | 86299.00 W | 300000.00 W | 29 % | 167 | 2 | Occupied | 0 | 0 % | 0.000 m²
Room XCN001 on Floor Ground Floor in Site CROYDON MTX | 86299.00 W | 300000.00 W | 29 % | 167 | 2 | Reserved | 0 | 0 % | 0.000 m²
Room XCN001 on Floor Ground Floor in Site CROYDON MTX | 86299.00 W | 300000.00 W | 29 % | 168 | 10 | Free | 1 | 10 % | 0.288 m²
Room XCN001 on Floor Ground Floor in Site CROYDON MTX | 86299.00 W | 300000.00 W | 29 % | 168 | 10 | Occupied | 9 | 90 % | 2.592 m² | Rack 168*02, Floor Position = 168*02 | 27 | 45 | 27 | 26 | 45 | 26
Room XCN001 on Floor Ground Floor in Site CROYDON MTX | 86299.00 W | 300000.00 W | 29 % | 168 | 10 | Occupied | 9 | 90 % | 2.592 m² | Rack 168*06, Floor Position = 168*06 | 27 | 45 | 27 | 26 | 45 | 26
Room XCN001 on Floor Ground Floor in Site CROYDON MTX | 86299.00 W | 300000.00 W | 29 % | 168 | 10 | Occupied | 9 | 90 % | 2.592 m² | Rack 168*04, Floor Position = 168*04 | 27 | 45 | 27 | 26 | 45 | 26
Room XCN001 on Floor Ground Floor in Site CROYDON MTX | 86299.00 W | 300000.00 W | 29 % | 168 | 10 | Occupied | 9 | 90 % | 2.592 m² | Rack 168*03, Floor Position = 168*03 | 27 | 45 | 27 | 26 | 45 | 26
Room XCN001 on Floor Ground Floor in Site CROYDON MTX | 86299.00 W | 300000.00 W | 29 % | 168 | 10 | Occupied | 9 | 90 % | 2.592 m² | Rack 168*05, Floor Position = 168*05 | 27 | 45 | 27 | 26 | 45 | 26
Room XCN001 on Floor Ground Floor in Site CROYDON MTX | 86299.00 W | 300000.00 W | 29 % | 168 | 10 | Occupied | 9 | 90 % | 2.592 m² | Rack 168*07, Floor Position = 168*07 | 27 | 45 | 27 | 26 | 45 | 26
Room XCN001 on Floor Ground Floor in Site CROYDON MTX | 86299.00 W | 300000.00 W | 29 % | 168 | 10 | Occupied | 9 | 90 % | 2.592 m² | Rack 168*08, Floor Position = 168*08 | 27 | 45 | 27 | 26 | 45 | 26
Room XCN001 on Floor Ground Floor in Site CROYDON MTX | 86299.00 W | 300000.00 W | 29 % | 168 | 10 | Occupied | 9 | 90 % | 2.592 m² | Rack 168*10, Floor Position = 168*10 | 27 | 45 | 27 | 26 | 45 | 26
Room XCN001 on Floor Ground Floor in Site CROYDON MTX | 86299.00 W | 300000.00 W | 29 % | 168 | 10 | Occupied | 9 | 90 % | 2.592 m² | Rack 168*09, Floor Position = 168*09 | 3 | 43 | 3 | 2 | 22 | 2
Room XCN001 on Floor Ground Floor in Site CROYDON MTX | 86299.00 W | 300000.00 W | 29 % | 168 | 10 | Reserved | 0 | 0 % | 0.000 m²
Room XCN001 on Floor Ground Floor in Site CROYDON MTX | 86299.00 W | 300000.00 W | 29 % | 169 | 10 | Free | 1 | 10 % | 0.288 m²
Room XCN001 on Floor Ground Floor in Site CROYDON MTX | 86299.00 W | 300000.00 W | 29 % | 169 | 10 | Occupied | 9 | 90 % | 2.592 m² | Rack 169*02, Floor Position = 169*02 | 45 | 45 | 45 | 45 | 45 | 45
Room XCN001 on Floor Ground Floor in Site CROYDON MTX | 86299.00 W | 300000.00 W | 29 % | 169 | 10 | Occupied | 9 | 90 % | 2.592 m² | Rack 169*06, Floor Position = 169*06 | 45 | 45 | 45 | 45 | 45 | 45
Room XCN001 on Floor Ground Floor in Site CROYDON MTX | 86299.00 W | 300000.00 W | 29 % | 169 | 10 | Occupied | 9 | 90 % | 2.592 m² | Rack 169*04, Floor Position = 169*04 | 45 | 45 | 45 | 45 | 45 | 45
Room XCN001 on Floor Ground Floor in Site CROYDON MTX | 86299.00 W | 300000.00 W | 29 % | 169 | 10 | Occupied | 9 | 90 % | 2.592 m² | Rack 169*03, Floor Position = 169*03 | 45 | 45 | 45 | 45 | 45 | 45
Room XCN001 on Floor Ground Floor in Site CROYDON MTX | 86299.00 W | 300000.00 W | 29 % | 169 | 10 | Occupied | 9 | 90 % | 2.592 m² | Rack 169*05, Floor Position = 169*05 | 45 | 45 | 45 | 45 | 45 | 45
Room XCN001 on Floor Ground Floor in Site CROYDON MTX | 86299.00 W | 300000.00 W | 29 % | 169 | 10 | Occupied | 9 | 90 % | 2.592 m² | Rack 169*07, Floor Position = 169*07 | 45 | 45 | 45 | 45 | 45 | 45
Room XCN001 on Floor Ground Floor in Site CROYDON MTX | 86299.00 W | 300000.00 W | 29 % | 169 | 10 | Occupied | 9 | 90 % | 2.592 m² | Rack 169*08, Floor Position = 169*08 | 45 | 45 | 45 | 45 | 45 | 45
Room XCN001 on Floor Ground Floor in Site CROYDON MTX | 86299.00 W | 300000.00 W | 29 % | 169 | 10 | Occupied | 9 | 90 % | 2.592 m² | Rack 169*10, Floor Position = 169*10 | 45 | 45 | 45 | 45 | 45 | 45
Room XCN001 on Floor Ground Floor in Site CROYDON MTX | 86299.00 W | 300000.00 W | 29 % | 169 | 10 | Occupied | 9 | 90 % | 2.592 m² | Rack 169*09, Floor Position = 169*09 | 45 | 45 | 45 | 45 | 45 | 45
Room XCN001 on Floor Ground Floor in Site CROYDON MTX | 86299.00 W | 300000.00 W | 29 % | 169 | 10 | Reserved | 0 | 0 % | 0.000 m²
Room XCN001 on Floor Ground Floor in Site CROYDON MTX | 86299.00 W | 300000.00 W | 29 % | 170 | 0 | Free | 0 | 100 % | 2.880 m²
Room XCN001 on Floor Ground Floor in Site CROYDON MTX | 86299.00 W | 300000.00 W | 29 % | 170 | 0 | Occupied | 0 | 0 % | 0.000 m²
Room XCN001 on Floor Ground Floor in Site CROYDON MTX | 86299.00 W | 300000.00 W | 29 % | 170 | 0 | Reserved | 0 | 0 % | 0.000 m²
Room XCN001 on Floor Ground Floor in Site CROYDON MTX | 86299.00 W | 300000.00 W | 29 % | 171 | 0 | Free | 0 | 100 % | 2.880 m²
Room XCN001 on Floor Ground Floor in Site CROYDON MTX | 86299.00 W | 300000.00 W | 29 % | 171 | 0 | Occupied | 0 | 0 % | 0.000 m²
Room XCN001 on Floor Ground Floor in Site CROYDON MTX | 86299.00 W | 300000.00 W | 29 % | 171 | 0 | Reserved | 0 | 0 % | 0.000 m²
Room XCN001 on Floor Ground Floor in Site CROYDON MTX | 86299.00 W | 300000.00 W | 29 % | 172 | 12 | Free | 5 | 65 % | 1.860 m²
Room XCN001 on Floor Ground Floor in Site CROYDON MTX | 86299.00 W | 300000.00 W | 29 % | 172 | 12 | Occupied | 7 | 35 % | 1.020 m² | Rack 172/173*01, Floor Position = 172/173*01 | 42 | 42 | 42 | 42 | 42 | 42
Room XCN001 on Floor Ground Floor in Site CROYDON MTX | 86299.00 W | 300000.00 W | 29 % | 172 | 12 | Occupied | 7 | 35 % | 1.020 m² | Rack 172/173*02, Floor Position = 172/173*02 | 42 | 44 | 42 | 42 | 44 | 42
Room XCN001 on Floor Ground Floor in Site CROYDON MTX | 86299.00 W | 300000.00 W | 29 % | 172 | 12 | Occupied | 7 | 35 % | 1.020 m² | Rack 172/173*03, Floor Position = 172/173*03 | 42 | 44 | 42 | 42 | 44 | 42
Room XCN001 on Floor Ground Floor in Site CROYDON MTX | 86299.00 W | 300000.00 W | 29 % | 172 | 12 | Occupied | 7 | 35 % | 1.020 m² | Rack 172/173*07, Floor Position = 172/173*07 | 37 | 39 | 37 | 37 | 39 | 37
Room XCN001 on Floor Ground Floor in Site CROYDON MTX | 86299.00 W | 300000.00 W | 29 % | 172 | 12 | Occupied | 7 | 35 % | 1.020 m² | Rack 172/173*04, Floor Position = 172/173*04 | 45 | 45 | 45 | 45 | 45 | 45
Room XCN001 on Floor Ground Floor in Site CROYDON MTX | 86299.00 W | 300000.00 W | 29 % | 172 | 12 | Occupied | 7 | 35 % | 1.020 m² | Rack 172/173*08, Floor Position = 172/173*08 | 40 | 40 | 40 | 40 | 40 | 40
Room XCN001 on Floor Ground Floor in Site CROYDON MTX | 86299.00 W | 300000.00 W | 29 % | 172 | 12 | Occupied | 7 | 35 % | 1.020 m² | Rack 172/173*12, Floor Position = 172/173*12 | 42 | 42 | 42 | 42 | 42 | 42
Room XCN001 on Floor Ground Floor in Site CROYDON MTX | 86299.00 W | 300000.00 W | 29 % | 172 | 12 | Reserved | 0 | 0 % | 0.000 m²
Room XCN001 on Floor Ground Floor in Site CROYDON MTX | 86299.00 W | 300000.00 W | 29 % | 173 | 12 | Free | 4 | 38 % | 1.080 m²
Room XCN001 on Floor Ground Floor in Site CROYDON MTX | 86299.00 W | 300000.00 W | 29 % | 173 | 12 | Occupied | 8 | 62 % | 1.800 m² | Rack 172/173*01, Floor Position = 172/173*01 | 42 | 42 | 42 | 42 | 42 | 42
Room XCN001 on Floor Ground Floor in Site CROYDON MTX | 86299.00 W | 300000.00 W | 29 % | 173 | 12 | Occupied | 8 | 62 % | 1.800 m² | Rack 172/173*02, Floor Position = 172/173*02 | 42 | 44 | 42 | 42 | 44 | 42
Room XCN001 on Floor Ground Floor in Site CROYDON MTX | 86299.00 W | 300000.00 W | 29 % | 173 | 12 | Occupied | 8 | 62 % | 1.800 m² | Rack 172/173*03, Floor Position = 172/173*03 | 42 | 44 | 42 | 42 | 44 | 42
Room XCN001 on Floor Ground Floor in Site CROYDON MTX | 86299.00 W | 300000.00 W | 29 % | 173 | 12 | Occupied | 8 | 62 % | 1.800 m² | Rack 172/173*07, Floor Position = 172/173*07 | 37 | 39 | 37 | 37 | 39 | 37
Room XCN001 on Floor Ground Floor in Site CROYDON MTX | 86299.00 W | 300000.00 W | 29 % | 173 | 12 | Occupied | 8 | 62 % | 1.800 m² | Rack 172/173*04, Floor Position = 172/173*04 | 45 | 45 | 45 | 45 | 45 | 45
Room XCN001 on Floor Ground Floor in Site CROYDON MTX | 86299.00 W | 300000.00 W | 29 % | 173 | 12 | Occupied | 8 | 62 % | 1.800 m² | Rack 172/173*08, Floor Position = 172/173*08 | 40 | 40 | 40 | 40 | 40 | 40
Room XCN001 on Floor Ground Floor in Site CROYDON MTX | 86299.00 W | 300000.00 W | 29 % | 173 | 12 | Occupied | 8 | 62 % | 1.800 m² | Rack 173*10, Floor Position = 173*10 | 13 | 36 | 13 | 13 | 36 | 13
Room XCN001 on Floor Ground Floor in Site CROYDON MTX | 86299.00 W | 300000.00 W | 29 % | 173 | 12 | Occupied | 8 | 62 % | 1.800 m² | Rack 172/173*12, Floor Position = 172/173*12 | 42 | 42 | 42 | 42 | 42 | 42
Room XCN001 on Floor Ground Floor in Site CROYDON MTX | 86299.00 W | 300000.00 W | 29 % | 173 | 12 | Reserved | 0 | 0 % | 0.000 m²
Room XCN001 on Floor Ground Floor in Site CROYDON MTX | 86299.00 W | 300000.00 W | 29 % | 174 | 10 | Free | 8 | 83 % | 2.400 m²
Room XCN001 on Floor Ground Floor in Site CROYDON MTX | 86299.00 W | 300000.00 W | 29 % | 174 | 10 | Occupied | 2 | 17 % | 0.480 m² | Rack 174*01, Floor Position = 174*01 | 29 | 36 | 29 | 29 | 36 | 29
Room XCN001 on Floor Ground Floor in Site CROYDON MTX | 86299.00 W | 300000.00 W | 29 % | 174 | 10 | Occupied | 2 | 17 % | 0.480 m² | Rack 174*03, Floor Position = 174*03 | 29 | 36 | 29 | 29 | 36 | 29
Room XCN001 on Floor Ground Floor in Site CROYDON MTX | 86299.00 W | 300000.00 W | 29 % | 174 | 10 | Reserved | 0 | 0 % | 0.000 m²
Room XCN001 on Floor Ground Floor in Site CROYDON MTX | 86299.00 W | 300000.00 W | 29 % | 175 | 10 | Free | 10 | 100 % | 2.880 m²
Room XCN001 on Floor Ground Floor in Site CROYDON MTX | 86299.00 W | 300000.00 W | 29 % | 175 | 10 | Occupied | 0 | 0 % | 0.000 m²
Room XCN001 on Floor Ground Floor in Site CROYDON MTX | 86299.00 W | 300000.00 W | 29 % | 175 | 10 | Reserved | 0 | 0 % | 0.000 m²
Room XCN001 on Floor Ground Floor in Site CROYDON MTX | 86299.00 W | 300000.00 W | 29 % | 176 | 10 | Free | 4 | 41 % | 1.281 m²
Room XCN001 on Floor Ground Floor in Site CROYDON MTX | 86299.00 W | 300000.00 W | 29 % | 176 | 10 | Occupied | 6 | 59 % | 1.841 m² | Rack 176/177*02, Floor Position = 176/177*02 | 26 | 42 | 26 | 25 | 42 | 25
Room XCN001 on Floor Ground Floor in Site CROYDON MTX | 86299.00 W | 300000.00 W | 29 % | 176 | 10 | Occupied | 6 | 59 % | 1.841 m² | Rack 176/177*01, Floor Position = 176/177*01 | 39 | 42 | 39 | 39 | 42 | 39
Room XCN001 on Floor Ground Floor in Site CROYDON MTX | 86299.00 W | 300000.00 W | 29 % | 176 | 10 | Occupied | 6 | 59 % | 1.841 m² | Rack 176/177*03, Floor Position = 176/177*03 | 31 | 46 | 30 | 30 | 46 | 30
Room XCN001 on Floor Ground Floor in Site CROYDON MTX | 86299.00 W | 300000.00 W | 29 % | 176 | 10 | Occupied | 6 | 59 % | 1.841 m² | Rack 176/177*07, Floor Position = 176/177*07 | 17 | 46 | 16 | 10 | 46 | 10
Room XCN001 on Floor Ground Floor in Site CROYDON MTX | 86299.00 W | 300000.00 W | 29 % | 176 | 10 | Occupied | 6 | 59 % | 1.841 m² | Rack 176/177*06, Floor Position = 176/177*06 | 17 | 46 | 16 | 10 | 46 | 10
Room XCN001 on Floor Ground Floor in Site CROYDON MTX | 86299.00 W | 300000.00 W | 29 % | 176 | 10 | Occupied | 6 | 59 % | 1.841 m² | Rack 176/177*05, Floor Position = 176/177*05 | 31 | 46 | 30 | 30 | 46 | 30
Room XCN001 on Floor Ground Floor in Site CROYDON MTX | 86299.00 W | 300000.00 W | 29 % | 176 | 10 | Reserved | 0 | 0 % | 0.000 m²
Room XCN001 on Floor Ground Floor in Site CROYDON MTX | 86299.00 W | 300000.00 W | 29 % | 177 | 10 | Free | 4 | 41 % | 1.281 m²
Room XCN001 on Floor Ground Floor in Site CROYDON MTX | 86299.00 W | 300000.00 W | 29 % | 177 | 10 | Occupied | 6 | 59 % | 1.841 m² | Rack 176/177*02, Floor Position = 176/177*02 | 26 | 42 | 26 | 25 | 42 | 25
Room XCN001 on Floor Ground Floor in Site CROYDON MTX | 86299.00 W | 300000.00 W | 29 % | 177 | 10 | Occupied | 6 | 59 % | 1.841 m² | Rack 176/177*01, Floor Position = 176/177*01 | 39 | 42 | 39 | 39 | 42 | 39
Room XCN001 on Floor Ground Floor in Site CROYDON MTX | 86299.00 W | 300000.00 W | 29 % | 177 | 10 | Occupied | 6 | 59 % | 1.841 m² | Rack 176/177*03, Floor Position = 176/177*03 | 31 | 46 | 30 | 30 | 46 | 30
Room XCN001 on Floor Ground Floor in Site CROYDON MTX | 86299.00 W | 300000.00 W | 29 % | 177 | 10 | Occupied | 6 | 59 % | 1.841 m² | Rack 176/177*07, Floor Position = 176/177*07 | 17 | 46 | 16 | 10 | 46 | 10
Room XCN001 on Floor Ground Floor in Site CROYDON MTX | 86299.00 W | 300000.00 W | 29 % | 177 | 10 | Occupied | 6 | 59 % | 1.841 m² | Rack 176/177*06, Floor Position = 176/177*06 | 17 | 46 | 16 | 10 | 46 | 10
Room XCN001 on Floor Ground Floor in Site CROYDON MTX | 86299.00 W | 300000.00 W | 29 % | 177 | 10 | Occupied | 6 | 59 % | 1.841 m² | Rack 176/177*05, Floor Position = 176/177*05 | 31 | 46 | 30 | 30 | 46 | 30
Room XCN001 on Floor Ground Floor in Site CROYDON MTX | 86299.00 W | 300000.00 W | 29 % | 177 | 10 | Reserved | 0 | 0 % | 0.000 m²
Room XCN001 on Floor Ground Floor in Site CROYDON MTX | 86299.00 W | 300000.00 W | 29 % | 178 | 8 | Free | 4 | 70 % | 1.853 m²
Room XCN001 on Floor Ground Floor in Site CROYDON MTX | 86299.00 W | 300000.00 W | 29 % | 178 | 8 | Occupied | 4 | 30 % | 0.787 m² | Rack 178*02, Floor Position = 178*02 | 19 | 18 | 11 | 12 | 12 | 4
Room XCN001 on Floor Ground Floor in Site CROYDON MTX | 86299.00 W | 300000.00 W | 29 % | 178 | 8 | Occupied | 4 | 30 % | 0.787 m² | Rack 178*04, Floor Position = 178*04 | 47 | 47 | 47 | 47 | 47 | 47
Room XCN001 on Floor Ground Floor in Site CROYDON MTX | 86299.00 W | 300000.00 W | 29 % | 178 | 8 | Occupied | 4 | 30 % | 0.787 m² | Rack 178*03, Floor Position = 178*03 | 19 | 30 | 19 | 19 | 22 | 19
Room XCN001 on Floor Ground Floor in Site CROYDON MTX | 86299.00 W | 300000.00 W | 29 % | 178 | 8 | Occupied | 4 | 30 % | 0.787 m² | Rack 178*05, Floor Position = 178*05 | 13 | 47 | 13 | 5 | 47 | 5
Room XCN001 on Floor Ground Floor in Site CROYDON MTX | 86299.00 W | 300000.00 W | 29 % | 178 | 8 | Reserved | 0 | 0 % | 0.000 m²
Room XCN001 on Floor Ground Floor in Site CROYDON MTX | 86299.00 W | 300000.00 W | 29 % | 179 | 8 | Free | 4 | 71 % | 1.867 m²
Room XCN001 on Floor Ground Floor in Site CROYDON MTX | 86299.00 W | 300000.00 W | 29 % | 179 | 8 | Occupied | 4 | 29 % | 0.773 m² | Rack 178*02, Floor Position = 178*02 | 19 | 18 | 11 | 12 | 12 | 4
Room XCN001 on Floor Ground Floor in Site CROYDON MTX | 86299.00 W | 300000.00 W | 29 % | 179 | 8 | Occupied | 4 | 29 % | 0.773 m² | Rack 179*04, Floor Position = 179*04 | 44 | 47 | 44 | 44 | 47 | 44
Room XCN001 on Floor Ground Floor in Site CROYDON MTX | 86299.00 W | 300000.00 W | 29 % | 179 | 8 | Occupied | 4 | 29 % | 0.773 m² | Rack 178*03, Floor Position = 178*03 | 19 | 30 | 19 | 19 | 22 | 19
Room XCN001 on Floor Ground Floor in Site CROYDON MTX | 86299.00 W | 300000.00 W | 29 % | 179 | 8 | Occupied | 4 | 29 % | 0.773 m² | Rack 179*05, Floor Position = 179*05 | 43 | 47 | 43 | 43 | 47 | 43
Room XCN001 on Floor Ground Floor in Site CROYDON MTX | 86299.00 W | 300000.00 W | 29 % | 179 | 8 | Reserved | 0 | 0 % | 0.000 m²
Room XCN001 on Floor Ground Floor in Site CROYDON MTX | 86299.00 W | 300000.00 W | 29 % | 180 | 7 | Free | 6 | 90 % | 2.160 m²
Room XCN001 on Floor Ground Floor in Site CROYDON MTX | 86299.00 W | 300000.00 W | 29 % | 180 | 7 | Occupied | 1 | 10 % | 0.240 m² | Rack 180*06, Floor Position = 180*06 | 47 | 47 | 47 | 47 | 47 | 47
Room XCN001 on Floor Ground Floor in Site CROYDON MTX | 86299.00 W | 300000.00 W | 29 % | 180 | 7 | Reserved | 0 | 0 % | 0.000 m²
Room XCN001 on Floor Ground Floor in Site CROYDON MTX | 86299.00 W | 300000.00 W | 29 % | 181 | 7 | Free | 6 | 90 % | 2.218 m²
Room XCN001 on Floor Ground Floor in Site CROYDON MTX | 86299.00 W | 300000.00 W | 29 % | 181 | 7 | Occupied | 1 | 10 % | 0.240 m² | Rack 181*05, Floor Position = 181*05 | 44 | 47 | 44 | 44 | 47 | 44
Room XCN001 on Floor Ground Floor in Site CROYDON MTX | 86299.00 W | 300000.00 W | 29 % | 181 | 7 | Reserved | 0 | 0 % | 0.000 m²
Room XCN001 on Floor Ground Floor in Site CROYDON MTX | 86299.00 W | 300000.00 W | 29 % | 182 | 8 | Free | 2 | 27 % | 0.640 m²
Room XCN001 on Floor Ground Floor in Site CROYDON MTX | 86299.00 W | 300000.00 W | 29 % | 182 | 8 | Occupied | 6 | 73 % | 1.760 m² | Rack 182/183*02, Floor Position = 182/183*02 | 47 | 47 | 47 | 47 | 47 | 47
Room XCN001 on Floor Ground Floor in Site CROYDON MTX | 86299.00 W | 300000.00 W | 29 % | 182 | 8 | Occupied | 6 | 73 % | 1.760 m² | Rack 182/183*05, Floor Position = 182/183*05 | 47 | 47 | 47 | 47 | 47 | 47
Room XCN001 on Floor Ground Floor in Site CROYDON MTX | 86299.00 W | 300000.00 W | 29 % | 182 | 8 | Occupied | 6 | 73 % | 1.760 m² | Rack 182/183*04, Floor Position = 182/183*04 | 47 | 47 | 47 | 47 | 47 | 47
Room XCN001 on Floor Ground Floor in Site CROYDON MTX | 86299.00 W | 300000.00 W | 29 % | 182 | 8 | Occupied | 6 | 73 % | 1.760 m² | ODF 182*03, Floor Position = 182*03 | 47 | 47 | 47 | 47 | 47 | 47
Room XCN001 on Floor Ground Floor in Site CROYDON MTX | 86299.00 W | 300000.00 W | 29 % | 182 | 8 | Occupied | 6 | 73 % | 1.760 m² | Rack 182/183*06, Floor Position = 182/183*06 | 47 | 47 | 47 | 47 | 47 | 47
Room XCN001 on Floor Ground Floor in Site CROYDON MTX | 86299.00 W | 300000.00 W | 29 % | 182 | 8 | Occupied | 6 | 73 % | 1.760 m² | ODF 182*07, Floor Position = 182*07 | 47 | 47 | 47 | 47 | 47 | 47
Room XCN001 on Floor Ground Floor in Site CROYDON MTX | 86299.00 W | 300000.00 W | 29 % | 182 | 8 | Reserved | 0 | 0 % | 0.000 m²
Room XCN001 on Floor Ground Floor in Site CROYDON MTX | 86299.00 W | 300000.00 W | 29 % | 183 | 8 | Free | 2 | 27 % | 0.640 m²
Room XCN001 on Floor Ground Floor in Site CROYDON MTX | 86299.00 W | 300000.00 W | 29 % | 183 | 8 | Occupied | 6 | 73 % | 1.760 m² | Rack 182/183*02, Floor Position = 182/183*02 | 47 | 47 | 47 | 47 | 47 | 47
Room XCN001 on Floor Ground Floor in Site CROYDON MTX | 86299.00 W | 300000.00 W | 29 % | 183 | 8 | Occupied | 6 | 73 % | 1.760 m² | Rack 182/183*05, Floor Position = 182/183*05 | 47 | 47 | 47 | 47 | 47 | 47
Room XCN001 on Floor Ground Floor in Site CROYDON MTX | 86299.00 W | 300000.00 W | 29 % | 183 | 8 | Occupied | 6 | 73 % | 1.760 m² | Rack 182/183*04, Floor Position = 182/183*04 | 47 | 47 | 47 | 47 | 47 | 47
Room XCN001 on Floor Ground Floor in Site CROYDON MTX | 86299.00 W | 300000.00 W | 29 % | 183 | 8 | Occupied | 6 | 73 % | 1.760 m² | ODF 183*03, Floor Position = 183*03 | 47 | 47 | 47 | 47 | 47 | 47
Room XCN001 on Floor Ground Floor in Site CROYDON MTX | 86299.00 W | 300000.00 W | 29 % | 183 | 8 | Occupied | 6 | 73 % | 1.760 m² | Rack 182/183*06, Floor Position = 182/183*06 | 47 | 47 | 47 | 47 | 47 | 47
Room XCN001 on Floor Ground Floor in Site CROYDON MTX | 86299.00 W | 300000.00 W | 29 % | 183 | 8 | Occupied | 6 | 73 % | 1.760 m² | ODF 183*07, Floor Position = 183*07 | 47 | 47 | 47 | 47 | 47 | 47
Room XCN001 on Floor Ground Floor in Site CROYDON MTX | 86299.00 W | 300000.00 W | 29 % | 183 | 8 | Reserved | 0 | 0 % | 0.000 m²
Room XCN001 on Floor Ground Floor in Site CROYDON MTX | 86299.00 W | 300000.00 W | 29 % | 184 | 7 | Free | 6 | 90 % | 2.192 m²
Room XCN001 on Floor Ground Floor in Site CROYDON MTX | 86299.00 W | 300000.00 W | 29 % | 184 | 7 | Occupied | 1 | 10 % | 0.237 m² | Rack 184/185*01, Floor Position = 184/185*01 | 42 | 42 | 42 | 42 | 42 | 42
Room XCN001 on Floor Ground Floor in Site CROYDON MTX | 86299.00 W | 300000.00 W | 29 % | 184 | 7 | Reserved | 0 | 0 % | 0.000 m²
Room XCN001 on Floor Ground Floor in Site CROYDON MTX | 86299.00 W | 300000.00 W | 29 % | 185 | 7 | Free | 6 | 90 % | 2.186 m²
Room XCN001 on Floor Ground Floor in Site CROYDON MTX | 86299.00 W | 300000.00 W | 29 % | 185 | 7 | Occupied | 1 | 10 % | 0.243 m² | Rack 184/185*01, Floor Position = 184/185*01 | 42 | 42 | 42 | 42 | 42 | 42
Room XCN001 on Floor Ground Floor in Site CROYDON MTX | 86299.00 W | 300000.00 W | 29 % | 185 | 7 | Reserved | 0 | 0 % | 0.000 m²
Room XCN001 on Floor Ground Floor in Site CROYDON MTX | 86299.00 W | 300000.00 W | 29 % | 186 | 7 | Free | 7 | 100 % | 2.429 m²
Room XCN001 on Floor Ground Floor in Site CROYDON MTX | 86299.00 W | 300000.00 W | 29 % | 186 | 7 | Occupied | 0 | 0 % | 0.000 m²
Room XCN001 on Floor Ground Floor in Site CROYDON MTX | 86299.00 W | 300000.00 W | 29 % | 186 | 7 | Reserved | 0 | 0 % | 0.000 m²
Room XCN001 on Floor Ground Floor in Site CROYDON MTX | 86299.00 W | 300000.00 W | 29 % | 187 | 7 | Free | 7 | 100 % | 2.429 m²
Room XCN001 on Floor Ground Floor in Site CROYDON MTX | 86299.00 W | 300000.00 W | 29 % | 187 | 7 | Occupied | 0 | 0 % | 0.000 m²
Room XCN001 on Floor Ground Floor in Site CROYDON MTX | 86299.00 W | 300000.00 W | 29 % | 187 | 7 | Reserved | 0 | 0 % | 0.000 m²
Room XCN001 on Floor Ground Floor in Site CROYDON MTX | 86299.00 W | 300000.00 W | 29 % | 188 | 7 | Free | 7 | 100 % | 2.254 m²
Room XCN001 on Floor Ground Floor in Site CROYDON MTX | 86299.00 W | 300000.00 W | 29 % | 188 | 7 | Occupied | 0 | 0 % | 0.000 m²
Room XCN001 on Floor Ground Floor in Site CROYDON MTX | 86299.00 W | 300000.00 W | 29 % | 188 | 7 | Reserved | 0 | 0 % | 0.000 m²
Room XCN001 on Floor Ground Floor in Site CROYDON MTX | 86299.00 W | 300000.00 W | 29 % | 189 | 7 | Free | 7 | 100 % | 2.254 m²
Room XCN001 on Floor Ground Floor in Site CROYDON MTX | 86299.00 W | 300000.00 W | 29 % | 189 | 7 | Occupied | 0 | 0 % | 0.000 m²
Room XCN001 on Floor Ground Floor in Site CROYDON MTX | 86299.00 W | 300000.00 W | 29 % | 189 | 7 | Reserved | 0 | 0 % | 0.000 m²
Room XCN001 on Floor Ground Floor in Site CROYDON MTX | 86299.00 W | 300000.00 W | 29 % | 190 | 8 | Free | 8 | 100 % | 2.672 m²
Room XCN001 on Floor Ground Floor in Site CROYDON MTX | 86299.00 W | 300000.00 W | 29 % | 190 | 8 | Occupied | 0 | 0 % | 0.000 m²
Room XCN001 on Floor Ground Floor in Site CROYDON MTX | 86299.00 W | 300000.00 W | 29 % | 190 | 8 | Reserved | 0 | 0 % | 0.000 m²
Room XCN001 on Floor Ground Floor in Site CROYDON MTX | 86299.00 W | 300000.00 W | 29 % | 191 | 8 | Free | 8 | 100 % | 2.672 m²
Room XCN001 on Floor Ground Floor in Site CROYDON MTX | 86299.00 W | 300000.00 W | 29 % | 191 | 8 | Occupied | 0 | 0 % | 0.000 m²
Room XCN001 on Floor Ground Floor in Site CROYDON MTX | 86299.00 W | 300000.00 W | 29 % | 191 | 8 | Reserved | 0 | 0 % | 0.000 m²
Room XCN001 on Floor Ground Floor in Site CROYDON MTX | 86299.00 W | 300000.00 W | 29 % | 192 | 0 | Free | 0 | 100 % | 2.672 m²
Room XCN001 on Floor Ground Floor in Site CROYDON MTX | 86299.00 W | 300000.00 W | 29 % | 192 | 0 | Occupied | 0 | 0 % | 0.000 m²
Room XCN001 on Floor Ground Floor in Site CROYDON MTX | 86299.00 W | 300000.00 W | 29 % | 192 | 0 | Reserved | 0 | 0 % | 0.000 m²
Room XCN001 on Floor Ground Floor in Site CROYDON MTX | 86299.00 W | 300000.00 W | 29 % | 193 | 0 | Free | 0 | 100 % | 2.672 m²
Room XCN001 on Floor Ground Floor in Site CROYDON MTX | 86299.00 W | 300000.00 W | 29 % | 193 | 0 | Occupied | 0 | 0 % | 0.000 m²
Room XCN001 on Floor Ground Floor in Site CROYDON MTX | 86299.00 W | 300000.00 W | 29 % | 193 | 0 | Reserved | 0 | 0 % | 0.000 m²
Room XCN001 on Floor Ground Floor in Site CROYDON MTX | 86299.00 W | 300000.00 W | 29 % | 194 | 8 | Free | 8 | 100 % | 2.672 m²
Room XCN001 on Floor Ground Floor in Site CROYDON MTX | 86299.00 W | 300000.00 W | 29 % | 194 | 8 | Occupied | 0 | 0 % | 0.000 m²
Room XCN001 on Floor Ground Floor in Site CROYDON MTX | 86299.00 W | 300000.00 W | 29 % | 194 | 8 | Reserved | 0 | 0 % | 0.000 m²
Room XCN001 on Floor Ground Floor in Site CROYDON MTX | 86299.00 W | 300000.00 W | 29 % | 195 | 8 | Free | 8 | 100 % | 2.672 m²
Room XCN001 on Floor Ground Floor in Site CROYDON MTX | 86299.00 W | 300000.00 W | 29 % | 195 | 8 | Occupied | 0 | 0 % | 0.000 m²
Room XCN001 on Floor Ground Floor in Site CROYDON MTX | 86299.00 W | 300000.00 W | 29 % | 195 | 8 | Reserved | 0 | 0 % | 0.000 m²
Room XCN001 on Floor Ground Floor in Site CROYDON MTX | 86299.00 W | 300000.00 W | 29 % | 196 | 8 | Free | 8 | 100 % | 2.672 m²
Room XCN001 on Floor Ground Floor in Site CROYDON MTX | 86299.00 W | 300000.00 W | 29 % | 196 | 8 | Occupied | 0 | 0 % | 0.000 m²
Room XCN001 on Floor Ground Floor in Site CROYDON MTX | 86299.00 W | 300000.00 W | 29 % | 196 | 8 | Reserved | 0 | 0 % | 0.000 m²
Room XCN001 on Floor Ground Floor in Site CROYDON MTX | 86299.00 W | 300000.00 W | 29 % | 197 | 8 | Free | 8 | 100 % | 2.672 m²
Room XCN001 on Floor Ground Floor in Site CROYDON MTX | 86299.00 W | 300000.00 W | 29 % | 197 | 8 | Occupied | 0 | 0 % | 0.000 m²
Room XCN001 on Floor Ground Floor in Site CROYDON MTX | 86299.00 W | 300000.00 W | 29 % | 197 | 8 | Reserved | 0 | 0 % | 0.000 m²
Room XCN001 on Floor Ground Floor in Site CROYDON MTX | 86299.00 W | 300000.00 W | 29 % | 198 | 7 | Free | 7 | 100 % | 2.429 m²
Room XCN001 on Floor Ground Floor in Site CROYDON MTX | 86299.00 W | 300000.00 W | 29 % | 198 | 7 | Occupied | 0 | 0 % | 0.000 m²
Room XCN001 on Floor Ground Floor in Site CROYDON MTX | 86299.00 W | 300000.00 W | 29 % | 198 | 7 | Reserved | 0 | 0 % | 0.000 m²
Room XCN001 on Floor Ground Floor in Site CROYDON MTX | 86299.00 W | 300000.00 W | 29 % | 199 | 7 | Free | 7 | 100 % | 2.429 m²
Room XCN001 on Floor Ground Floor in Site CROYDON MTX | 86299.00 W | 300000.00 W | 29 % | 199 | 7 | Occupied | 0 | 0 % | 0.000 m²
Room XCN001 on Floor Ground Floor in Site CROYDON MTX | 86299.00 W | 300000.00 W | 29 % | 199 | 7 | Reserved | 0 | 0 % | 0.000 m²
Room XCN001 on Floor Ground Floor in Site CROYDON MTX | 86299.00 W | 300000.00 W | 29 % | 200 | 7 | Free | 7 | 100 % | 2.429 m²
Room XCN001 on Floor Ground Floor in Site CROYDON MTX | 86299.00 W | 300000.00 W | 29 % | 200 | 7 | Occupied | 0 | 0 % | 0.000 m²
Room XCN001 on Floor Ground Floor in Site CROYDON MTX | 86299.00 W | 300000.00 W | 29 % | 200 | 7 | Reserved | 0 | 0 % | 0.000 m²
Room XCN001 on Floor Ground Floor in Site CROYDON MTX | 86299.00 W | 300000.00 W | 29 % | 201 | 7 | Free | 7 | 100 % | 2.429 m²
Room XCN001 on Floor Ground Floor in Site CROYDON MTX | 86299.00 W | 300000.00 W | 29 % | 201 | 7 | Occupied | 0 | 0 % | 0.000 m²
Room XCN001 on Floor Ground Floor in Site CROYDON MTX | 86299.00 W | 300000.00 W | 29 % | 201 | 7 | Reserved | 0 | 0 % | 0.000 m²
Room XCN001 on Floor Ground Floor in Site CROYDON MTX | 86299.00 W | 300000.00 W | 29 % | 202 | 7 | Free | 5 | 80 % | 1.943 m²
Room XCN001 on Floor Ground Floor in Site CROYDON MTX | 86299.00 W | 300000.00 W | 29 % | 202 | 7 | Occupied | 2 | 20 % | 0.486 m² | Rack 202/203*02, Floor Position = 202/203*02 | 41 | 42 | 41 | 41 | 42 | 41
Room XCN001 on Floor Ground Floor in Site CROYDON MTX | 86299.00 W | 300000.00 W | 29 % | 202 | 7 | Occupied | 2 | 20 % | 0.486 m² | Rack 202/203*01, Floor Position = 202/203*01 | 38 | 42 | 38 | 38 | 42 | 38
Room XCN001 on Floor Ground Floor in Site CROYDON MTX | 86299.00 W | 300000.00 W | 29 % | 202 | 7 | Reserved | 0 | 0 % | 0.000 m²
Room XCN001 on Floor Ground Floor in Site CROYDON MTX | 86299.00 W | 300000.00 W | 29 % | 203 | 7 | Free | 5 | 80 % | 1.955 m²
Room XCN001 on Floor Ground Floor in Site CROYDON MTX | 86299.00 W | 300000.00 W | 29 % | 203 | 7 | Occupied | 2 | 20 % | 0.474 m² | Rack 202/203*02, Floor Position = 202/203*02 | 41 | 42 | 41 | 41 | 42 | 41
Room XCN001 on Floor Ground Floor in Site CROYDON MTX | 86299.00 W | 300000.00 W | 29 % | 203 | 7 | Occupied | 2 | 20 % | 0.474 m² | Rack 202/203*01, Floor Position = 202/203*01 | 38 | 42 | 38 | 38 | 42 | 38
Room XCN001 on Floor Ground Floor in Site CROYDON MTX | 86299.00 W | 300000.00 W | 29 % | 203 | 7 | Reserved | 0 | 0 % | 0.000 m²
Room XCN001 on Floor Ground Floor in Site CROYDON MTX | 86299.00 W | 300000.00 W | 29 % | 204 | 8 | Free | 6 | 76 % | 2.024 m²
Room XCN001 on Floor Ground Floor in Site CROYDON MTX | 86299.00 W | 300000.00 W | 29 % | 204 | 8 | Occupied | 2 | 24 % | 0.648 m² | Rack 204/205*01, Floor Position = 204/205*01 | 33 | 47 | 33 | 33 | 47 | 33
Room XCN001 on Floor Ground Floor in Site CROYDON MTX | 86299.00 W | 300000.00 W | 29 % | 204 | 8 | Occupied | 2 | 24 % | 0.648 m² | Rack 204/205*02, Floor Position = 204/205*02 | 33 | 47 | 33 | 33 | 47 | 33
Room XCN001 on Floor Ground Floor in Site CROYDON MTX | 86299.00 W | 300000.00 W | 29 % | 204 | 8 | Reserved | 0 | 0 % | 0.000 m²
Room XCN001 on Floor Ground Floor in Site CROYDON MTX | 86299.00 W | 300000.00 W | 29 % | 205 | 8 | Free | 6 | 76 % | 2.024 m²
Room XCN001 on Floor Ground Floor in Site CROYDON MTX | 86299.00 W | 300000.00 W | 29 % | 205 | 8 | Occupied | 2 | 24 % | 0.648 m² | Rack 204/205*01, Floor Position = 204/205*01 | 33 | 47 | 33 | 33 | 47 | 33
Room XCN001 on Floor Ground Floor in Site CROYDON MTX | 86299.00 W | 300000.00 W | 29 % | 205 | 8 | Occupied | 2 | 24 % | 0.648 m² | Rack 204/205*02, Floor Position = 204/205*02 | 33 | 47 | 33 | 33 | 47 | 33
Room XCN001 on Floor Ground Floor in Site CROYDON MTX | 86299.00 W | 300000.00 W | 29 % | 205 | 8 | Reserved | 0 | 0 % | 0.000 m²
Room XCN001 on Floor Ground Floor in Site CROYDON MTX | 86299.00 W | 300000.00 W | 29 % | 206 | 9 | Free | 0 | 2 % | 0.048 m²
Room XCN001 on Floor Ground Floor in Site CROYDON MTX | 86299.00 W | 300000.00 W | 29 % | 206 | 9 | Occupied | 9 | 98 % | 2.592 m² | Rack 206*01, Floor Position = 206*01 | 27 | 45 | 27 | 26 | 45 | 26
Room XCN001 on Floor Ground Floor in Site CROYDON MTX | 86299.00 W | 300000.00 W | 29 % | 206 | 9 | Occupied | 9 | 98 % | 2.592 m² | Rack 206*05, Floor Position = 206*05 | 27 | 45 | 27 | 26 | 45 | 26
Room XCN001 on Floor Ground Floor in Site CROYDON MTX | 86299.00 W | 300000.00 W | 29 % | 206 | 9 | Occupied | 9 | 98 % | 2.592 m² | Rack 206*03, Floor Position = 206*03 | 27 | 45 | 27 | 26 | 45 | 26
Room XCN001 on Floor Ground Floor in Site CROYDON MTX | 86299.00 W | 300000.00 W | 29 % | 206 | 9 | Occupied | 9 | 98 % | 2.592 m² | Rack 206*02, Floor Position = 206*02 | 3 | 43 | 3 | 2 | 22 | 2
Room XCN001 on Floor Ground Floor in Site CROYDON MTX | 86299.00 W | 300000.00 W | 29 % | 206 | 9 | Occupied | 9 | 98 % | 2.592 m² | Rack 206*04, Floor Position = 206*04 | 27 | 45 | 27 | 26 | 45 | 26
Room XCN001 on Floor Ground Floor in Site CROYDON MTX | 86299.00 W | 300000.00 W | 29 % | 206 | 9 | Occupied | 9 | 98 % | 2.592 m² | Rack 206*06, Floor Position = 206*06 | 27 | 45 | 27 | 26 | 45 | 26
Room XCN001 on Floor Ground Floor in Site CROYDON MTX | 86299.00 W | 300000.00 W | 29 % | 206 | 9 | Occupied | 9 | 98 % | 2.592 m² | Rack 206*07, Floor Position = 206*07 | 27 | 45 | 27 | 26 | 45 | 26
Room XCN001 on Floor Ground Floor in Site CROYDON MTX | 86299.00 W | 300000.00 W | 29 % | 206 | 9 | Occupied | 9 | 98 % | 2.592 m² | Rack 206*09, Floor Position = 206*09 | 27 | 45 | 27 | 26 | 45 | 26
Room XCN001 on Floor Ground Floor in Site CROYDON MTX | 86299.00 W | 300000.00 W | 29 % | 206 | 9 | Occupied | 9 | 98 % | 2.592 m² | Rack 206*08, Floor Position = 206*08 | 27 | 45 | 27 | 26 | 45 | 26
Room XCN001 on Floor Ground Floor in Site CROYDON MTX | 86299.00 W | 300000.00 W | 29 % | 206 | 9 | Reserved | 0 | 0 % | 0.000 m²
Room XCN001 on Floor Ground Floor in Site CROYDON MTX | 86299.00 W | 300000.00 W | 29 % | 207 | 9 | Free | 0 | 4 % | 0.112 m²
Room XCN001 on Floor Ground Floor in Site CROYDON MTX | 86299.00 W | 300000.00 W | 29 % | 207 | 9 | Occupied | 9 | 96 % | 2.592 m² | Rack 207*01, Floor Position = 207*01 | 45 | 45 | 45 | 45 | 45 | 45
Room XCN001 on Floor Ground Floor in Site CROYDON MTX | 86299.00 W | 300000.00 W | 29 % | 207 | 9 | Occupied | 9 | 96 % | 2.592 m² | Rack 207*05, Floor Position = 207*05 | 45 | 45 | 45 | 45 | 45 | 45
Room XCN001 on Floor Ground Floor in Site CROYDON MTX | 86299.00 W | 300000.00 W | 29 % | 207 | 9 | Occupied | 9 | 96 % | 2.592 m² | Rack 207*03, Floor Position = 207*03 | 45 | 45 | 45 | 45 | 45 | 45
Room XCN001 on Floor Ground Floor in Site CROYDON MTX | 86299.00 W | 300000.00 W | 29 % | 207 | 9 | Occupied | 9 | 96 % | 2.592 m² | Rack 207*02, Floor Position = 207*02 | 45 | 45 | 45 | 45 | 45 | 45
Room XCN001 on Floor Ground Floor in Site CROYDON MTX | 86299.00 W | 300000.00 W | 29 % | 207 | 9 | Occupied | 9 | 96 % | 2.592 m² | Rack 207*04, Floor Position = 207*04 | 45 | 45 | 45 | 45 | 45 | 45
Room XCN001 on Floor Ground Floor in Site CROYDON MTX | 86299.00 W | 300000.00 W | 29 % | 207 | 9 | Occupied | 9 | 96 % | 2.592 m² | Rack 207*06, Floor Position = 207*06 | 45 | 45 | 45 | 45 | 45 | 45
Room XCN001 on Floor Ground Floor in Site CROYDON MTX | 86299.00 W | 300000.00 W | 29 % | 207 | 9 | Occupied | 9 | 96 % | 2.592 m² | Rack 207*07, Floor Position = 207*07 | 45 | 45 | 45 | 45 | 45 | 45
Room XCN001 on Floor Ground Floor in Site CROYDON MTX | 86299.00 W | 300000.00 W | 29 % | 207 | 9 | Occupied | 9 | 96 % | 2.592 m² | Rack 207*09, Floor Position = 207*09 | 45 | 45 | 45 | 45 | 45 | 45
Room XCN001 on Floor Ground Floor in Site CROYDON MTX | 86299.00 W | 300000.00 W | 29 % | 207 | 9 | Occupied | 9 | 96 % | 2.592 m² | Rack 207*08, Floor Position = 207*08 | 45 | 45 | 45 | 45 | 45 | 45
Room XCN001 on Floor Ground Floor in Site CROYDON MTX | 86299.00 W | 300000.00 W | 29 % | 207 | 9 | Reserved | 0 | 0 % | 0.000 m²
Room XCN001 on Floor Ground Floor in Site CROYDON MTX | 86299.00 W | 300000.00 W | 29 % | 208 | 8 | Free | 5 | 66 % | 1.730 m²
Room XCN001 on Floor Ground Floor in Site CROYDON MTX | 86299.00 W | 300000.00 W | 29 % | 208 | 8 | Occupied | 3 | 34 % | 0.910 m² | Rack 208/209*01, Floor Position = 208/209*01 | 12 | 35 | 12 | 10 | 28 | 10
Room XCN001 on Floor Ground Floor in Site CROYDON MTX | 86299.00 W | 300000.00 W | 29 % | 208 | 8 | Occupied | 3 | 34 % | 0.910 m² | Rack 208/209*02, Floor Position = 208/209*02 | 14 | 37 | 12 | 7 | 36 | 7
Room XCN001 on Floor Ground Floor in Site CROYDON MTX | 86299.00 W | 300000.00 W | 29 % | 208 | 8 | Occupied | 3 | 34 % | 0.910 m² | ODF CODF 208*11 (E01), Floor Position = 208*11 | 26 | 47 | 26 | 16 | 47 | 16
Room XCN001 on Floor Ground Floor in Site CROYDON MTX | 86299.00 W | 300000.00 W | 29 % | 208 | 8 | Reserved | 0 | 0 % | 0.000 m²
Room XCN001 on Floor Ground Floor in Site CROYDON MTX | 86299.00 W | 300000.00 W | 29 % | 209 | 8 | Free | 5 | 66 % | 1.786 m²
Room XCN001 on Floor Ground Floor in Site CROYDON MTX | 86299.00 W | 300000.00 W | 29 % | 209 | 8 | Occupied | 3 | 34 % | 0.918 m² | Rack 208/209*01, Floor Position = 208/209*01 | 12 | 35 | 12 | 10 | 28 | 10
Room XCN001 on Floor Ground Floor in Site CROYDON MTX | 86299.00 W | 300000.00 W | 29 % | 209 | 8 | Occupied | 3 | 34 % | 0.918 m² | Rack 208/209*02, Floor Position = 208/209*02 | 14 | 37 | 12 | 7 | 36 | 7
Room XCN001 on Floor Ground Floor in Site CROYDON MTX | 86299.00 W | 300000.00 W | 29 % | 209 | 8 | Occupied | 3 | 34 % | 0.918 m² | ODF ODF 209*11 (E01), Floor Position = 209*11 | 46 | 47 | 46 | 37 | 47 | 37
Room XCN001 on Floor Ground Floor in Site CROYDON MTX | 86299.00 W | 300000.00 W | 29 % | 209 | 8 | Reserved | 0 | 0 % | 0.000 m²
Room XCN001 on Floor Ground Floor in Site CROYDON MTX | 86299.00 W | 300000.00 W | 29 % | 210 | 9 | Free | 7 | 82 % | 2.186 m²
Room XCN001 on Floor Ground Floor in Site CROYDON MTX | 86299.00 W | 300000.00 W | 29 % | 210 | 9 | Occupied | 2 | 18 % | 0.486 m² | Rack 210/211*02, Floor Position = 210/211*02 | 46 | 47 | 46 | 46 | 47 | 46
Room XCN001 on Floor Ground Floor in Site CROYDON MTX | 86299.00 W | 300000.00 W | 29 % | 210 | 9 | Occupied | 2 | 18 % | 0.486 m² | Rack 210/211*03, Floor Position = 210/211*03 | 36 | 47 | 36 | 36 | 47 | 36
Room XCN001 on Floor Ground Floor in Site CROYDON MTX | 86299.00 W | 300000.00 W | 29 % | 210 | 9 | Reserved | 0 | 0 % | 0.000 m²
Room XCN001 on Floor Ground Floor in Site CROYDON MTX | 86299.00 W | 300000.00 W | 29 % | 211 | 9 | Free | 7 | 82 % | 2.198 m²
Room XCN001 on Floor Ground Floor in Site CROYDON MTX | 86299.00 W | 300000.00 W | 29 % | 211 | 9 | Occupied | 2 | 18 % | 0.474 m² | Rack 210/211*02, Floor Position = 210/211*02 | 46 | 47 | 46 | 46 | 47 | 46
Room XCN001 on Floor Ground Floor in Site CROYDON MTX | 86299.00 W | 300000.00 W | 29 % | 211 | 9 | Occupied | 2 | 18 % | 0.474 m² | Rack 210/211*03, Floor Position = 210/211*03 | 36 | 47 | 36 | 36 | 47 | 36
Room XCN001 on Floor Ground Floor in Site CROYDON MTX | 86299.00 W | 300000.00 W | 29 % | 211 | 9 | Reserved | 0 | 0 % | 0.000 m²
Room XCN001 on Floor Ground Floor in Site CROYDON MTX | 86299.00 W | 300000.00 W | 29 % | 212 | 8 | Free | 8 | 100 % | 2.672 m²
Room XCN001 on Floor Ground Floor in Site CROYDON MTX | 86299.00 W | 300000.00 W | 29 % | 212 | 8 | Occupied | 0 | 0 % | 0.000 m²
Room XCN001 on Floor Ground Floor in Site CROYDON MTX | 86299.00 W | 300000.00 W | 29 % | 212 | 8 | Reserved | 0 | 0 % | 0.000 m²
Room XCN001 on Floor Ground Floor in Site CROYDON MTX | 86299.00 W | 300000.00 W | 29 % | 214 | 8 | Free | 1 | 27 % | 0.953 m²
Room XCN001 on Floor Ground Floor in Site CROYDON MTX | 86299.00 W | 300000.00 W | 29 % | 214 | 8 | Occupied | 7 | 73 % | 2.525 m² | Rack 214/215*01, Floor Position = 214/215*01 | 6 | 32 | 4 | 4 | 32 | 2
Room XCN001 on Floor Ground Floor in Site CROYDON MTX | 86299.00 W | 300000.00 W | 29 % | 214 | 8 | Occupied | 7 | 73 % | 2.525 m² | Rack 214/215*04, Floor Position = 214/215*04 | 44 | 44 | 44 | 44 | 44 | 44
Room XCN001 on Floor Ground Floor in Site CROYDON MTX | 86299.00 W | 300000.00 W | 29 % | 214 | 8 | Occupied | 7 | 73 % | 2.525 m² | Rack 214/215*02, Floor Position = 214/215*02 | 42 | 41 | 41 | 42 | 41 | 41
Room XCN001 on Floor Ground Floor in Site CROYDON MTX | 86299.00 W | 300000.00 W | 29 % | 214 | 8 | Occupied | 7 | 73 % | 2.525 m² | Rack 214/215*05, Floor Position = 214/215*05 | 44 | 44 | 44 | 44 | 44 | 44
Room XCN001 on Floor Ground Floor in Site CROYDON MTX | 86299.00 W | 300000.00 W | 29 % | 214 | 8 | Occupied | 7 | 73 % | 2.525 m² | Rack 214*06, Floor Position = 214*06 | 36 | 43 | 32 | 13 | 43 | 13
Room XCN001 on Floor Ground Floor in Site CROYDON MTX | 86299.00 W | 300000.00 W | 29 % | 214 | 8 | Occupied | 7 | 73 % | 2.525 m² | Rack 214/215*09, Floor Position = 214/215*09 | 37 | 40 | 37 | 37 | 40 | 37
Room XCN001 on Floor Ground Floor in Site CROYDON MTX | 86299.00 W | 300000.00 W | 29 % | 214 | 8 | Occupied | 7 | 73 % | 2.525 m² | Rack 214/215*10, Floor Position = 214/215*10 | 40 | 40 | 40 | 40 | 40 | 40
Room XCN001 on Floor Ground Floor in Site CROYDON MTX | 86299.00 W | 300000.00 W | 29 % | 214 | 8 | Reserved | 0 | 0 % | 0.000 m²
Room XCN001 on Floor Ground Floor in Site CROYDON MTX | 86299.00 W | 300000.00 W | 29 % | 215 | 8 | Free | 1 | 32 % | 1.099 m²
Room XCN001 on Floor Ground Floor in Site CROYDON MTX | 86299.00 W | 300000.00 W | 29 % | 215 | 8 | Occupied | 7 | 68 % | 2.378 m² | Rack 214/215*01, Floor Position = 214/215*01 | 6 | 32 | 4 | 4 | 32 | 2
Room XCN001 on Floor Ground Floor in Site CROYDON MTX | 86299.00 W | 300000.00 W | 29 % | 215 | 8 | Occupied | 7 | 68 % | 2.378 m² | Rack 214/215*04, Floor Position = 214/215*04 | 44 | 44 | 44 | 44 | 44 | 44
Room XCN001 on Floor Ground Floor in Site CROYDON MTX | 86299.00 W | 300000.00 W | 29 % | 215 | 8 | Occupied | 7 | 68 % | 2.378 m² | Rack 214/215*02, Floor Position = 214/215*02 | 42 | 41 | 41 | 42 | 41 | 41
Room XCN001 on Floor Ground Floor in Site CROYDON MTX | 86299.00 W | 300000.00 W | 29 % | 215 | 8 | Occupied | 7 | 68 % | 2.378 m² | Rack 214/215*05, Floor Position = 214/215*05 | 44 | 44 | 44 | 44 | 44 | 44
Room XCN001 on Floor Ground Floor in Site CROYDON MTX | 86299.00 W | 300000.00 W | 29 % | 215 | 8 | Occupied | 7 | 68 % | 2.378 m² | Rack 214*06, Floor Position = 214*06 | 36 | 43 | 32 | 13 | 43 | 13
Room XCN001 on Floor Ground Floor in Site CROYDON MTX | 86299.00 W | 300000.00 W | 29 % | 215 | 8 | Occupied | 7 | 68 % | 2.378 m² | Rack 214/215*09, Floor Position = 214/215*09 | 37 | 40 | 37 | 37 | 40 | 37
Room XCN001 on Floor Ground Floor in Site CROYDON MTX | 86299.00 W | 300000.00 W | 29 % | 215 | 8 | Occupied | 7 | 68 % | 2.378 m² | Rack 214/215*10, Floor Position = 214/215*10 | 40 | 40 | 40 | 40 | 40 | 40
Room XCN001 on Floor Ground Floor in Site CROYDON MTX | 86299.00 W | 300000.00 W | 29 % | 215 | 8 | Reserved | 0 | 0 % | 0.000 m²
Room XCN001 on Floor Ground Floor in Site CROYDON MTX | 86299.00 W | 300000.00 W | 29 % | 216 | 1 | Free | 0 | 56 % | 0.647 m²
Room XCN001 on Floor Ground Floor in Site CROYDON MTX | 86299.00 W | 300000.00 W | 29 % | 216 | 1 | Occupied | 1 | 44 % | 0.510 m² | Rack 216*01, Floor Position = 216*01 | 28 | 28 | 28 | 28 | 28 | 28
Room XCN001 on Floor Ground Floor in Site CROYDON MTX | 86299.00 W | 300000.00 W | 29 % | 216 | 1 | Reserved | 0 | 0 % | 0.000 m²
Room XCN001 on Floor Ground Floor in Site CROYDON MTX | 86299.00 W | 300000.00 W | 29 % | WALL01 | 1 | Free | 0 | 99 % | 7.176 m²
Room XCN001 on Floor Ground Floor in Site CROYDON MTX | 86299.00 W | 300000.00 W | 29 % | WALL01 | 1 | Occupied | 1 | 1 % | 0.075 m² | Rack WALL01*45, Floor Position = WALL01*45 | 0 | 4 | 0 | 0 | 4 | 0
Room XCN001 on Floor Ground Floor in Site CROYDON MTX | 86299.00 W | 300000.00 W | 29 % | WALL01 | 1 | Reserved | 0 | 0 % | 0.000 m²
Room XCN001 on Floor Ground Floor in Site CROYDON MTX | 86299.00 W | 300000.00 W | 29 % | WALL02 | 1 | Free | 0 | 99 % | 6.008 m²
Room XCN001 on Floor Ground Floor in Site CROYDON MTX | 86299.00 W | 300000.00 W | 29 % | WALL02 | 1 | Occupied | 1 | 1 % | 0.088 m² | Rack WALL02*25, Floor Position = WALL0225 | 0 | 29 | 0 | 0 | 29 | 0
Room XCN001 on Floor Ground Floor in Site CROYDON MTX | 86299.00 W | 300000.00 W | 29 % | WALL02 | 1 | Reserved | 0 | 0 % | 0.000 m²
Room XCN001 on Floor Ground Floor in Site CROYDON MTX | 86299.00 W | 300000.00 W | 29 % | WALL03 | 1 | Free | 0 | 99 % | 9.384 m²
Room XCN001 on Floor Ground Floor in Site CROYDON MTX | 86299.00 W | 300000.00 W | 29 % | WALL03 | 1 | Occupied | 1 | 1 % | 0.075 m² | Rack WALL03*49, Floor Position = WALL03*49 | 0 | 4 | 0 | 0 | 4 | 0
Room XCN001 on Floor Ground Floor in Site CROYDON MTX | 86299.00 W | 300000.00 W | 29 % | WALL03 | 1 | Reserved | 0 | 0 % | 0.000 m²
Room XCN001 on Floor Ground Floor in Site CROYDON MTX | 86299.00 W | 300000.00 W | 29 % | WALL04 | 0 | Free | 0 | 100 % | 5.919 m²
Room XCN001 on Floor Ground Floor in Site CROYDON MTX | 86299.00 W | 300000.00 W | 29 % | WALL04 | 0 | Occupied | 0 | 0 % | 0.000 m²
Room XCN001 on Floor Ground Floor in Site CROYDON MTX | 86299.00 W | 300000.00 W | 29 % | WALL04 | 0 | Reserved | 0 | 0 % | 0.000 m²