## Suite Line Capacity
Report generated for: | Room XRM001 on Floor Ground Floor in Site ROTHERHAM MTX
| Quantity | % of all area | Area
Total free sections: | 553/928 | 72 % | 264.499 m²
Total occupied sections: | 375/928 | 28 % | 105.014 m²
Total reserved sections: | 0/928 | 0 % | 0.000 m²
Total Lines Capability |  |  | 369.513 m²
Total Location Capability |  |  | 1078.535 m²
Total Location Free Area |  |  | 973.521 m²
Total Location Occupied Area |  |  | 105.014 m²
Location | Power Consumption | Cooling Capability | Utilized Cooling Capability [%] | Suite Line | [5 empty] | Rack description | Free rack units |  |  | Max free space in rack units
Location | Power Consumption | Cooling Capability | Utilized Cooling Capability [%] | Suite Line Name | Number of Sections |  | Number of Sections | % of all area | Area | Rack description | front | back | straight through | front | back | straight through
Room XRM001 on Floor Ground Floor in Site ROTHERHAM MTX | 261756.00 W | 304000.00 W | 86 % | 100 | 12 | Free | 4 | 36 % | 1.801 m²
Room XRM001 on Floor Ground Floor in Site ROTHERHAM MTX | 261756.00 W | 304000.00 W | 86 % | 100 | 12 | Occupied | 8 | 64 % | 3.239 m² | Rack 100/101*13, Floor Position = 100/101*13 | 49 | 55 | 49 | 49 | 55 | 49
Room XRM001 on Floor Ground Floor in Site ROTHERHAM MTX | 261756.00 W | 304000.00 W | 86 % | 100 | 12 | Occupied | 8 | 64 % | 3.239 m² | Rack 100/101*12, Floor Position = 100/101*12 | 43 | 55 | 43 | 43 | 55 | 43
Room XRM001 on Floor Ground Floor in Site ROTHERHAM MTX | 261756.00 W | 304000.00 W | 86 % | 100 | 12 | Occupied | 8 | 64 % | 3.239 m² | Rack 100/101*14, Floor Position = 100/101*14 | 42 | 55 | 42 | 42 | 55 | 42
Room XRM001 on Floor Ground Floor in Site ROTHERHAM MTX | 261756.00 W | 304000.00 W | 86 % | 100 | 12 | Occupied | 8 | 64 % | 3.239 m² | Rack 100/101*07, Floor Position = 100/101*07 | 27 | 28 | 19 | 17 | 14 | 12
Room XRM001 on Floor Ground Floor in Site ROTHERHAM MTX | 261756.00 W | 304000.00 W | 86 % | 100 | 12 | Occupied | 8 | 64 % | 3.239 m² | Rack 100/101*05, Floor Position = 100/101*05 | 48 | 55 | 48 | 48 | 55 | 48
Room XRM001 on Floor Ground Floor in Site ROTHERHAM MTX | 261756.00 W | 304000.00 W | 86 % | 100 | 12 | Occupied | 8 | 64 % | 3.239 m² | Rack 100/101*06, Floor Position = 100/101*06 | 56 | 55 | 55 | 56 | 55 | 55
Room XRM001 on Floor Ground Floor in Site ROTHERHAM MTX | 261756.00 W | 304000.00 W | 86 % | 100 | 12 | Occupied | 8 | 64 % | 3.239 m² | Rack 100/101*02, Floor Position = 100/101*02 | 25 | 46 | 24 | 15 | 46 | 15
Room XRM001 on Floor Ground Floor in Site ROTHERHAM MTX | 261756.00 W | 304000.00 W | 86 % | 100 | 12 | Occupied | 8 | 64 % | 3.239 m² | Rack 100/101*01, Floor Position = 100/101*01 | 23 | 22 | 11 | 17 | 13 | 7
Room XRM001 on Floor Ground Floor in Site ROTHERHAM MTX | 261756.00 W | 304000.00 W | 86 % | 100 | 12 | Reserved | 0 | 0 % | 0.000 m²
Room XRM001 on Floor Ground Floor in Site ROTHERHAM MTX | 261756.00 W | 304000.00 W | 86 % | 101 | 12 | Free | 9 | 76 % | 3.840 m²
Room XRM001 on Floor Ground Floor in Site ROTHERHAM MTX | 261756.00 W | 304000.00 W | 86 % | 101 | 12 | Occupied | 3 | 24 % | 1.200 m² | Rack 100/101*07, Floor Position = 100/101*07 | 27 | 28 | 19 | 17 | 14 | 12
Room XRM001 on Floor Ground Floor in Site ROTHERHAM MTX | 261756.00 W | 304000.00 W | 86 % | 101 | 12 | Occupied | 3 | 24 % | 1.200 m² | Rack 100/101*01, Floor Position = 100/101*01 | 23 | 22 | 11 | 17 | 13 | 7
Room XRM001 on Floor Ground Floor in Site ROTHERHAM MTX | 261756.00 W | 304000.00 W | 86 % | 101 | 12 | Occupied | 3 | 24 % | 1.200 m² | Rack 100/101*02, Floor Position = 100/101*02 | 25 | 46 | 24 | 15 | 46 | 15
Room XRM001 on Floor Ground Floor in Site ROTHERHAM MTX | 261756.00 W | 304000.00 W | 86 % | 101 | 12 | Reserved | 0 | 0 % | 0.000 m²
Room XRM001 on Floor Ground Floor in Site ROTHERHAM MTX | 261756.00 W | 304000.00 W | 86 % | 102 | 11 | Free | 8 | 80 % | 2.680 m²
Room XRM001 on Floor Ground Floor in Site ROTHERHAM MTX | 261756.00 W | 304000.00 W | 86 % | 102 | 11 | Occupied | 3 | 20 % | 0.680 m² | ODF 102*11, Floor Position = 102*11 | 47 | 47 | 47 | 47 | 47 | 47
Room XRM001 on Floor Ground Floor in Site ROTHERHAM MTX | 261756.00 W | 304000.00 W | 86 % | 102 | 11 | Occupied | 3 | 20 % | 0.680 m² | Rack 102/103*14, Floor Position = 102/103*14 | 35 | 29 | 29 | 23 | 22 | 22
Room XRM001 on Floor Ground Floor in Site ROTHERHAM MTX | 261756.00 W | 304000.00 W | 86 % | 102 | 11 | Occupied | 3 | 20 % | 0.680 m² | ODF 102*01, Floor Position = 102*01 | 47 | 47 | 47 | 47 | 47 | 47
Room XRM001 on Floor Ground Floor in Site ROTHERHAM MTX | 261756.00 W | 304000.00 W | 86 % | 102 | 11 | Reserved | 0 | 0 % | 0.000 m²
Room XRM001 on Floor Ground Floor in Site ROTHERHAM MTX | 261756.00 W | 304000.00 W | 86 % | 103 | 11 | Free | 10 | 90 % | 3.040 m²
Room XRM001 on Floor Ground Floor in Site ROTHERHAM MTX | 261756.00 W | 304000.00 W | 86 % | 103 | 11 | Occupied | 1 | 10 % | 0.320 m² | Rack 102/103*14, Floor Position = 102/103*14 | 35 | 29 | 29 | 23 | 22 | 22
Room XRM001 on Floor Ground Floor in Site ROTHERHAM MTX | 261756.00 W | 304000.00 W | 86 % | 103 | 11 | Reserved | 0 | 0 % | 0.000 m²
Room XRM001 on Floor Ground Floor in Site ROTHERHAM MTX | 261756.00 W | 304000.00 W | 86 % | 104 | 13 | Free | 1 | 24 % | 0.800 m²
Room XRM001 on Floor Ground Floor in Site ROTHERHAM MTX | 261756.00 W | 304000.00 W | 86 % | 104 | 13 | Occupied | 12 | 76 % | 2.560 m² | Rack 104/105*11, Floor Position = 104/105*11 | 7 | 28 | 3 | 2 | 15 | 2
Room XRM001 on Floor Ground Floor in Site ROTHERHAM MTX | 261756.00 W | 304000.00 W | 86 % | 104 | 13 | Occupied | 12 | 76 % | 2.560 m² | Rack 104/105*09, Floor Position = 104/105*09 | 40 | 47 | 40 | 40 | 47 | 40
Room XRM001 on Floor Ground Floor in Site ROTHERHAM MTX | 261756.00 W | 304000.00 W | 86 % | 104 | 13 | Occupied | 12 | 76 % | 2.560 m² | Rack 104/105*10, Floor Position = 104/105*10 | 45 | 47 | 45 | 45 | 47 | 45
Room XRM001 on Floor Ground Floor in Site ROTHERHAM MTX | 261756.00 W | 304000.00 W | 86 % | 104 | 13 | Occupied | 12 | 76 % | 2.560 m² | Rack 104/105*06, Floor Position = 104/105*06 | 43 | 47 | 43 | 43 | 47 | 43
Room XRM001 on Floor Ground Floor in Site ROTHERHAM MTX | 261756.00 W | 304000.00 W | 86 % | 104 | 13 | Occupied | 12 | 76 % | 2.560 m² | Rack 104*07, Floor Position = 104*07 | 47 | 47 | 47 | 47 | 47 | 47
Room XRM001 on Floor Ground Floor in Site ROTHERHAM MTX | 261756.00 W | 304000.00 W | 86 % | 104 | 13 | Occupied | 12 | 76 % | 2.560 m² | Rack 104/105*04, Floor Position = 104/105*04 | 43 | 47 | 43 | 43 | 47 | 43
Room XRM001 on Floor Ground Floor in Site ROTHERHAM MTX | 261756.00 W | 304000.00 W | 86 % | 104 | 13 | Occupied | 12 | 76 % | 2.560 m² | Rack 104/105*05, Floor Position = 104/105*05 | 43 | 47 | 43 | 43 | 47 | 43
Room XRM001 on Floor Ground Floor in Site ROTHERHAM MTX | 261756.00 W | 304000.00 W | 86 % | 104 | 13 | Occupied | 12 | 76 % | 2.560 m² | Rack 104/105*13, Floor Position = 104/105*13 | 9 | 33 | 4 | 3 | 19 | 2
Room XRM001 on Floor Ground Floor in Site ROTHERHAM MTX | 261756.00 W | 304000.00 W | 86 % | 104 | 13 | Occupied | 12 | 76 % | 2.560 m² | Rack 104/105*12, Floor Position = 104/105*12 | 10 | 32 | 7 | 4 | 16 | 4
Room XRM001 on Floor Ground Floor in Site ROTHERHAM MTX | 261756.00 W | 304000.00 W | 86 % | 104 | 13 | Occupied | 12 | 76 % | 2.560 m² | Rack 104/105*02, Floor Position = 104/105*02 | 41 | 47 | 41 | 41 | 47 | 41
Room XRM001 on Floor Ground Floor in Site ROTHERHAM MTX | 261756.00 W | 304000.00 W | 86 % | 104 | 13 | Occupied | 12 | 76 % | 2.560 m² | Rack 104/105*03, Floor Position = 104/105*03 | 43 | 47 | 43 | 43 | 47 | 43
Room XRM001 on Floor Ground Floor in Site ROTHERHAM MTX | 261756.00 W | 304000.00 W | 86 % | 104 | 13 | Occupied | 12 | 76 % | 2.560 m² | Rack 104/105*01, Floor Position = 104/105*01 | 40 | 41 | 40 | 40 | 41 | 40
Room XRM001 on Floor Ground Floor in Site ROTHERHAM MTX | 261756.00 W | 304000.00 W | 86 % | 104 | 13 | Reserved | 0 | 0 % | 0.000 m²
Room XRM001 on Floor Ground Floor in Site ROTHERHAM MTX | 261756.00 W | 304000.00 W | 86 % | 105 | 13 | Free | 1 | 24 % | 0.800 m²
Room XRM001 on Floor Ground Floor in Site ROTHERHAM MTX | 261756.00 W | 304000.00 W | 86 % | 105 | 13 | Occupied | 12 | 76 % | 2.560 m² | Rack 104/105*11, Floor Position = 104/105*11 | 7 | 28 | 3 | 2 | 15 | 2
Room XRM001 on Floor Ground Floor in Site ROTHERHAM MTX | 261756.00 W | 304000.00 W | 86 % | 105 | 13 | Occupied | 12 | 76 % | 2.560 m² | Rack 104/105*10, Floor Position = 104/105*10 | 45 | 47 | 45 | 45 | 47 | 45
Room XRM001 on Floor Ground Floor in Site ROTHERHAM MTX | 261756.00 W | 304000.00 W | 86 % | 105 | 13 | Occupied | 12 | 76 % | 2.560 m² | Rack 104/105*09, Floor Position = 104/105*09 | 40 | 47 | 40 | 40 | 47 | 40
Room XRM001 on Floor Ground Floor in Site ROTHERHAM MTX | 261756.00 W | 304000.00 W | 86 % | 105 | 13 | Occupied | 12 | 76 % | 2.560 m² | Rack 104/105*04, Floor Position = 104/105*04 | 43 | 47 | 43 | 43 | 47 | 43
Room XRM001 on Floor Ground Floor in Site ROTHERHAM MTX | 261756.00 W | 304000.00 W | 86 % | 105 | 13 | Occupied | 12 | 76 % | 2.560 m² | Rack 104/105*05, Floor Position = 104/105*05 | 43 | 47 | 43 | 43 | 47 | 43
Room XRM001 on Floor Ground Floor in Site ROTHERHAM MTX | 261756.00 W | 304000.00 W | 86 % | 105 | 13 | Occupied | 12 | 76 % | 2.560 m² | Rack 104/105*06, Floor Position = 104/105*06 | 43 | 47 | 43 | 43 | 47 | 43
Room XRM001 on Floor Ground Floor in Site ROTHERHAM MTX | 261756.00 W | 304000.00 W | 86 % | 105 | 13 | Occupied | 12 | 76 % | 2.560 m² | Rack 105*07, Floor Position = 105*07 | 47 | 47 | 47 | 47 | 47 | 47
Room XRM001 on Floor Ground Floor in Site ROTHERHAM MTX | 261756.00 W | 304000.00 W | 86 % | 105 | 13 | Occupied | 12 | 76 % | 2.560 m² | Rack 104/105*12, Floor Position = 104/105*12 | 10 | 32 | 7 | 4 | 16 | 4
Room XRM001 on Floor Ground Floor in Site ROTHERHAM MTX | 261756.00 W | 304000.00 W | 86 % | 105 | 13 | Occupied | 12 | 76 % | 2.560 m² | Rack 104/105*13, Floor Position = 104/105*13 | 9 | 33 | 4 | 3 | 19 | 2
Room XRM001 on Floor Ground Floor in Site ROTHERHAM MTX | 261756.00 W | 304000.00 W | 86 % | 105 | 13 | Occupied | 12 | 76 % | 2.560 m² | Rack 104/105*02, Floor Position = 104/105*02 | 41 | 47 | 41 | 41 | 47 | 41
Room XRM001 on Floor Ground Floor in Site ROTHERHAM MTX | 261756.00 W | 304000.00 W | 86 % | 105 | 13 | Occupied | 12 | 76 % | 2.560 m² | Rack 104/105*03, Floor Position = 104/105*03 | 43 | 47 | 43 | 43 | 47 | 43
Room XRM001 on Floor Ground Floor in Site ROTHERHAM MTX | 261756.00 W | 304000.00 W | 86 % | 105 | 13 | Occupied | 12 | 76 % | 2.560 m² | Rack 104/105*01, Floor Position = 104/105*01 | 40 | 41 | 40 | 40 | 41 | 40
Room XRM001 on Floor Ground Floor in Site ROTHERHAM MTX | 261756.00 W | 304000.00 W | 86 % | 105 | 13 | Reserved | 0 | 0 % | 0.000 m²
Room XRM001 on Floor Ground Floor in Site ROTHERHAM MTX | 261756.00 W | 304000.00 W | 86 % | 106 | 12 | Free | 2 | 14 % | 0.480 m²
Room XRM001 on Floor Ground Floor in Site ROTHERHAM MTX | 261756.00 W | 304000.00 W | 86 % | 106 | 12 | Occupied | 10 | 86 % | 2.880 m² | Rack 106*06, Floor Position = 106*06 | 45 | 45 | 45 | 45 | 45 | 45
Room XRM001 on Floor Ground Floor in Site ROTHERHAM MTX | 261756.00 W | 304000.00 W | 86 % | 106 | 12 | Occupied | 10 | 86 % | 2.880 m² | Rack 106*05, Floor Position = 106*05 | 45 | 45 | 45 | 45 | 45 | 45
Room XRM001 on Floor Ground Floor in Site ROTHERHAM MTX | 261756.00 W | 304000.00 W | 86 % | 106 | 12 | Occupied | 10 | 86 % | 2.880 m² | Rack 106*04, Floor Position = 106*04 | 45 | 45 | 45 | 45 | 45 | 45
Room XRM001 on Floor Ground Floor in Site ROTHERHAM MTX | 261756.00 W | 304000.00 W | 86 % | 106 | 12 | Occupied | 10 | 86 % | 2.880 m² | Rack 106*08, Floor Position = 106*08 | 45 | 45 | 45 | 45 | 45 | 45
Room XRM001 on Floor Ground Floor in Site ROTHERHAM MTX | 261756.00 W | 304000.00 W | 86 % | 106 | 12 | Occupied | 10 | 86 % | 2.880 m² | Rack 106*09, Floor Position = 106*09 | 45 | 45 | 45 | 45 | 45 | 45
Room XRM001 on Floor Ground Floor in Site ROTHERHAM MTX | 261756.00 W | 304000.00 W | 86 % | 106 | 12 | Occupied | 10 | 86 % | 2.880 m² | Rack 106*07, Floor Position = 106*07 | 45 | 45 | 45 | 45 | 45 | 45
Room XRM001 on Floor Ground Floor in Site ROTHERHAM MTX | 261756.00 W | 304000.00 W | 86 % | 106 | 12 | Occupied | 10 | 86 % | 2.880 m² | Rack 106*10, Floor Position = 106*10 | 45 | 45 | 45 | 45 | 45 | 45
Room XRM001 on Floor Ground Floor in Site ROTHERHAM MTX | 261756.00 W | 304000.00 W | 86 % | 106 | 12 | Occupied | 10 | 86 % | 2.880 m² | Rack 106*02, Floor Position = 106*02 | 45 | 45 | 45 | 45 | 45 | 45
Room XRM001 on Floor Ground Floor in Site ROTHERHAM MTX | 261756.00 W | 304000.00 W | 86 % | 106 | 12 | Occupied | 10 | 86 % | 2.880 m² | Rack 106*01, Floor Position = 106*01 | 45 | 45 | 45 | 45 | 45 | 45
Room XRM001 on Floor Ground Floor in Site ROTHERHAM MTX | 261756.00 W | 304000.00 W | 86 % | 106 | 12 | Occupied | 10 | 86 % | 2.880 m² | Rack 106*03, Floor Position = 106*03 | 45 | 45 | 45 | 45 | 45 | 45
Room XRM001 on Floor Ground Floor in Site ROTHERHAM MTX | 261756.00 W | 304000.00 W | 86 % | 106 | 12 | Reserved | 0 | 0 % | 0.000 m²
Room XRM001 on Floor Ground Floor in Site ROTHERHAM MTX | 261756.00 W | 304000.00 W | 86 % | 107 | 12 | Free | 2 | 14 % | 0.480 m²
Room XRM001 on Floor Ground Floor in Site ROTHERHAM MTX | 261756.00 W | 304000.00 W | 86 % | 107 | 12 | Occupied | 10 | 86 % | 2.880 m² | Rack 107*06, Floor Position = 107*06 | 27 | 45 | 27 | 26 | 45 | 26
Room XRM001 on Floor Ground Floor in Site ROTHERHAM MTX | 261756.00 W | 304000.00 W | 86 % | 107 | 12 | Occupied | 10 | 86 % | 2.880 m² | Rack 107*05, Floor Position = 107*05 | 27 | 45 | 27 | 26 | 45 | 26
Room XRM001 on Floor Ground Floor in Site ROTHERHAM MTX | 261756.00 W | 304000.00 W | 86 % | 107 | 12 | Occupied | 10 | 86 % | 2.880 m² | Rack 107*04, Floor Position = 107*04 | 27 | 45 | 27 | 26 | 45 | 26
Room XRM001 on Floor Ground Floor in Site ROTHERHAM MTX | 261756.00 W | 304000.00 W | 86 % | 107 | 12 | Occupied | 10 | 86 % | 2.880 m² | Rack 107*08, Floor Position = 107*08 | 27 | 45 | 27 | 26 | 45 | 26
Room XRM001 on Floor Ground Floor in Site ROTHERHAM MTX | 261756.00 W | 304000.00 W | 86 % | 107 | 12 | Occupied | 10 | 86 % | 2.880 m² | Rack 107*09, Floor Position = 107*09 | 27 | 45 | 27 | 26 | 45 | 26
Room XRM001 on Floor Ground Floor in Site ROTHERHAM MTX | 261756.00 W | 304000.00 W | 86 % | 107 | 12 | Occupied | 10 | 86 % | 2.880 m² | Rack 107*07, Floor Position = 107*07 | 27 | 45 | 27 | 26 | 45 | 26
Room XRM001 on Floor Ground Floor in Site ROTHERHAM MTX | 261756.00 W | 304000.00 W | 86 % | 107 | 12 | Occupied | 10 | 86 % | 2.880 m² | Rack 107*10, Floor Position = 107*10 | 27 | 45 | 27 | 26 | 45 | 26
Room XRM001 on Floor Ground Floor in Site ROTHERHAM MTX | 261756.00 W | 304000.00 W | 86 % | 107 | 12 | Occupied | 10 | 86 % | 2.880 m² | Rack 107*02, Floor Position = 107*02 | 3 | 43 | 3 | 2 | 22 | 2
Room XRM001 on Floor Ground Floor in Site ROTHERHAM MTX | 261756.00 W | 304000.00 W | 86 % | 107 | 12 | Occupied | 10 | 86 % | 2.880 m² | Rack 107*01, Floor Position = 107*01 | 27 | 45 | 27 | 26 | 45 | 26
Room XRM001 on Floor Ground Floor in Site ROTHERHAM MTX | 261756.00 W | 304000.00 W | 86 % | 107 | 12 | Occupied | 10 | 86 % | 2.880 m² | Rack 107*03, Floor Position = 107*03 | 27 | 45 | 27 | 26 | 45 | 26
Room XRM001 on Floor Ground Floor in Site ROTHERHAM MTX | 261756.00 W | 304000.00 W | 86 % | 107 | 12 | Reserved | 0 | 0 % | 0.000 m²
Room XRM001 on Floor Ground Floor in Site ROTHERHAM MTX | 261756.00 W | 304000.00 W | 86 % | 108 | 10 | Free | 8 | 86 % | 2.880 m²
Room XRM001 on Floor Ground Floor in Site ROTHERHAM MTX | 261756.00 W | 304000.00 W | 86 % | 108 | 10 | Occupied | 2 | 14 % | 0.480 m² | Rack 108*09, Floor Position = 108*09 | 1 | 46 | 1 | 1 | 46 | 1
Room XRM001 on Floor Ground Floor in Site ROTHERHAM MTX | 261756.00 W | 304000.00 W | 86 % | 108 | 10 | Reserved | 0 | 0 % | 0.000 m²
Room XRM001 on Floor Ground Floor in Site ROTHERHAM MTX | 261756.00 W | 304000.00 W | 86 % | 109 | 10 | Free | 8 | 93 % | 3.120 m²
Room XRM001 on Floor Ground Floor in Site ROTHERHAM MTX | 261756.00 W | 304000.00 W | 86 % | 109 | 10 | Occupied | 2 | 7 % | 0.240 m² | Rack 108*09, Floor Position = 108*09 | 1 | 46 | 1 | 1 | 46 | 1
Room XRM001 on Floor Ground Floor in Site ROTHERHAM MTX | 261756.00 W | 304000.00 W | 86 % | 109 | 10 | Reserved | 0 | 0 % | 0.000 m²
Room XRM001 on Floor Ground Floor in Site ROTHERHAM MTX | 261756.00 W | 304000.00 W | 86 % | 110 | 10 | Free | 10 | 100 % | 9.600 m²
Room XRM001 on Floor Ground Floor in Site ROTHERHAM MTX | 261756.00 W | 304000.00 W | 86 % | 110 | 10 | Occupied | 0 | 0 % | 0.000 m²
Room XRM001 on Floor Ground Floor in Site ROTHERHAM MTX | 261756.00 W | 304000.00 W | 86 % | 110 | 10 | Reserved | 0 | 0 % | 0.000 m²
Room XRM001 on Floor Ground Floor in Site ROTHERHAM MTX | 261756.00 W | 304000.00 W | 86 % | 114 | 11 | Free | 7 | 74 % | 2.480 m²
Room XRM001 on Floor Ground Floor in Site ROTHERHAM MTX | 261756.00 W | 304000.00 W | 86 % | 114 | 11 | Occupied | 4 | 26 % | 0.880 m² | Rack 114/115*13, Floor Position = 114/115*13 | 42 | 41 | 41 | 42 | 41 | 41
Room XRM001 on Floor Ground Floor in Site ROTHERHAM MTX | 261756.00 W | 304000.00 W | 86 % | 114 | 11 | Occupied | 4 | 26 % | 0.880 m² | ODF 114/115*14, Floor Position = 114/115*14 | 47 | 47 | 47 | 47 | 47 | 47
Room XRM001 on Floor Ground Floor in Site ROTHERHAM MTX | 261756.00 W | 304000.00 W | 86 % | 114 | 11 | Occupied | 4 | 26 % | 0.880 m² | Rack 114/115*02, Floor Position = 114/115*02 | 42 | 41 | 41 | 42 | 41 | 41
Room XRM001 on Floor Ground Floor in Site ROTHERHAM MTX | 261756.00 W | 304000.00 W | 86 % | 114 | 11 | Occupied | 4 | 26 % | 0.880 m² | ODF 114/115*01, Floor Position = 114/115*01 | 47 | 47 | 47 | 47 | 47 | 47
Room XRM001 on Floor Ground Floor in Site ROTHERHAM MTX | 261756.00 W | 304000.00 W | 86 % | 114 | 11 | Reserved | 0 | 0 % | 0.000 m²
Room XRM001 on Floor Ground Floor in Site ROTHERHAM MTX | 261756.00 W | 304000.00 W | 86 % | 115 | 11 | Free | 7 | 74 % | 2.480 m²
Room XRM001 on Floor Ground Floor in Site ROTHERHAM MTX | 261756.00 W | 304000.00 W | 86 % | 115 | 11 | Occupied | 4 | 26 % | 0.880 m² | Rack 114/115*13, Floor Position = 114/115*13 | 42 | 41 | 41 | 42 | 41 | 41
Room XRM001 on Floor Ground Floor in Site ROTHERHAM MTX | 261756.00 W | 304000.00 W | 86 % | 115 | 11 | Occupied | 4 | 26 % | 0.880 m² | ODF 114/115*14, Floor Position = 114/115*14 | 47 | 47 | 47 | 47 | 47 | 47
Room XRM001 on Floor Ground Floor in Site ROTHERHAM MTX | 261756.00 W | 304000.00 W | 86 % | 115 | 11 | Occupied | 4 | 26 % | 0.880 m² | Rack 114/115*02, Floor Position = 114/115*02 | 42 | 41 | 41 | 42 | 41 | 41
Room XRM001 on Floor Ground Floor in Site ROTHERHAM MTX | 261756.00 W | 304000.00 W | 86 % | 115 | 11 | Occupied | 4 | 26 % | 0.880 m² | ODF 114/115*01, Floor Position = 114/115*01 | 47 | 47 | 47 | 47 | 47 | 47
Room XRM001 on Floor Ground Floor in Site ROTHERHAM MTX | 261756.00 W | 304000.00 W | 86 % | 115 | 11 | Reserved | 0 | 0 % | 0.000 m²
Room XRM001 on Floor Ground Floor in Site ROTHERHAM MTX | 261756.00 W | 304000.00 W | 86 % | 116 | 7 | Free | 5 | 82 % | 2.160 m²
Room XRM001 on Floor Ground Floor in Site ROTHERHAM MTX | 261756.00 W | 304000.00 W | 86 % | 116 | 7 | Occupied | 2 | 18 % | 0.480 m² | Rack 116/117*08, Floor Position = 116/117*08 | 4 | 37 | 4 | 4 | 37 | 4
Room XRM001 on Floor Ground Floor in Site ROTHERHAM MTX | 261756.00 W | 304000.00 W | 86 % | 116 | 7 | Occupied | 2 | 18 % | 0.480 m² | Rack 116/117*04, Floor Position = 116/117*04 | 10 | 37 | 10 | 10 | 37 | 10
Room XRM001 on Floor Ground Floor in Site ROTHERHAM MTX | 261756.00 W | 304000.00 W | 86 % | 116 | 7 | Reserved | 0 | 0 % | 0.000 m²
Room XRM001 on Floor Ground Floor in Site ROTHERHAM MTX | 261756.00 W | 304000.00 W | 86 % | 117 | 7 | Free | 4 | 73 % | 1.920 m²
Room XRM001 on Floor Ground Floor in Site ROTHERHAM MTX | 261756.00 W | 304000.00 W | 86 % | 117 | 7 | Occupied | 3 | 27 % | 0.720 m² | Rack 117*06, Floor Position = 117*06 | 30 | 37 | 30 | 30 | 37 | 30
Room XRM001 on Floor Ground Floor in Site ROTHERHAM MTX | 261756.00 W | 304000.00 W | 86 % | 117 | 7 | Occupied | 3 | 27 % | 0.720 m² | Rack 116/117*04, Floor Position = 116/117*04 | 10 | 37 | 10 | 10 | 37 | 10
Room XRM001 on Floor Ground Floor in Site ROTHERHAM MTX | 261756.00 W | 304000.00 W | 86 % | 117 | 7 | Occupied | 3 | 27 % | 0.720 m² | Rack 116/117*08, Floor Position = 116/117*08 | 4 | 37 | 4 | 4 | 37 | 4
Room XRM001 on Floor Ground Floor in Site ROTHERHAM MTX | 261756.00 W | 304000.00 W | 86 % | 117 | 7 | Reserved | 0 | 0 % | 0.000 m²
Room XRM001 on Floor Ground Floor in Site ROTHERHAM MTX | 261756.00 W | 304000.00 W | 86 % | 118 | 10 | Free | 10 | 100 % | 3.353 m²
Room XRM001 on Floor Ground Floor in Site ROTHERHAM MTX | 261756.00 W | 304000.00 W | 86 % | 118 | 10 | Occupied | 0 | 0 % | 0.000 m²
Room XRM001 on Floor Ground Floor in Site ROTHERHAM MTX | 261756.00 W | 304000.00 W | 86 % | 118 | 10 | Reserved | 0 | 0 % | 0.000 m²
Room XRM001 on Floor Ground Floor in Site ROTHERHAM MTX | 261756.00 W | 304000.00 W | 86 % | 119 | 10 | Free | 10 | 100 % | 3.353 m²
Room XRM001 on Floor Ground Floor in Site ROTHERHAM MTX | 261756.00 W | 304000.00 W | 86 % | 119 | 10 | Occupied | 0 | 0 % | 0.000 m²
Room XRM001 on Floor Ground Floor in Site ROTHERHAM MTX | 261756.00 W | 304000.00 W | 86 % | 119 | 10 | Reserved | 0 | 0 % | 0.000 m²
Room XRM001 on Floor Ground Floor in Site ROTHERHAM MTX | 261756.00 W | 304000.00 W | 86 % | 120 | 10 | Free | 10 | 100 % | 3.353 m²
Room XRM001 on Floor Ground Floor in Site ROTHERHAM MTX | 261756.00 W | 304000.00 W | 86 % | 120 | 10 | Occupied | 0 | 0 % | 0.000 m²
Room XRM001 on Floor Ground Floor in Site ROTHERHAM MTX | 261756.00 W | 304000.00 W | 86 % | 120 | 10 | Reserved | 0 | 0 % | 0.000 m²
Room XRM001 on Floor Ground Floor in Site ROTHERHAM MTX | 261756.00 W | 304000.00 W | 86 % | 121 | 10 | Free | 10 | 100 % | 3.353 m²
Room XRM001 on Floor Ground Floor in Site ROTHERHAM MTX | 261756.00 W | 304000.00 W | 86 % | 121 | 10 | Occupied | 0 | 0 % | 0.000 m²
Room XRM001 on Floor Ground Floor in Site ROTHERHAM MTX | 261756.00 W | 304000.00 W | 86 % | 121 | 10 | Reserved | 0 | 0 % | 0.000 m²
Room XRM001 on Floor Ground Floor in Site ROTHERHAM MTX | 261756.00 W | 304000.00 W | 86 % | 122 | 10 | Free | 4 | 49 % | 1.640 m²
Room XRM001 on Floor Ground Floor in Site ROTHERHAM MTX | 261756.00 W | 304000.00 W | 86 % | 122 | 10 | Occupied | 6 | 51 % | 1.713 m² | ODF 122*03, Floor Position = 122*03 | 45 | 47 | 45 | 33 | 47 | 33
Room XRM001 on Floor Ground Floor in Site ROTHERHAM MTX | 261756.00 W | 304000.00 W | 86 % | 122 | 10 | Occupied | 6 | 51 % | 1.713 m² | ODF 122*01, Floor Position = 122*01 | 47 | 47 | 47 | 47 | 47 | 47
Room XRM001 on Floor Ground Floor in Site ROTHERHAM MTX | 261756.00 W | 304000.00 W | 86 % | 122 | 10 | Occupied | 6 | 51 % | 1.713 m² | ODF 122*04, Floor Position = 122*04 | 47 | 47 | 47 | 47 | 47 | 47
Room XRM001 on Floor Ground Floor in Site ROTHERHAM MTX | 261756.00 W | 304000.00 W | 86 % | 122 | 10 | Occupied | 6 | 51 % | 1.713 m² | Rack 122/123*12, Floor Position = 122/123*12 | 18 | 46 | 17 | 15 | 46 | 15
Room XRM001 on Floor Ground Floor in Site ROTHERHAM MTX | 261756.00 W | 304000.00 W | 86 % | 122 | 10 | Occupied | 6 | 51 % | 1.713 m² | Rack 122/123*14, Floor Position = 122/123*14 | 8 | 35 | 7 | 4 | 29 | 3
Room XRM001 on Floor Ground Floor in Site ROTHERHAM MTX | 261756.00 W | 304000.00 W | 86 % | 122 | 10 | Occupied | 6 | 51 % | 1.713 m² | ODF 122*06, Floor Position = 122*06 | 47 | 47 | 47 | 47 | 47 | 47
Room XRM001 on Floor Ground Floor in Site ROTHERHAM MTX | 261756.00 W | 304000.00 W | 86 % | 122 | 10 | Reserved | 0 | 0 % | 0.000 m²
Room XRM001 on Floor Ground Floor in Site ROTHERHAM MTX | 261756.00 W | 304000.00 W | 86 % | 123 | 10 | Free | 7 | 73 % | 2.450 m²
Room XRM001 on Floor Ground Floor in Site ROTHERHAM MTX | 261756.00 W | 304000.00 W | 86 % | 123 | 10 | Occupied | 3 | 27 % | 0.903 m² | ODF CODF 123*01 (E01), Floor Position = 123*01 | 28 | 47 | 28 | 18 | 47 | 18
Room XRM001 on Floor Ground Floor in Site ROTHERHAM MTX | 261756.00 W | 304000.00 W | 86 % | 123 | 10 | Occupied | 3 | 27 % | 0.903 m² | Rack 122/123*12, Floor Position = 122/123*12 | 18 | 46 | 17 | 15 | 46 | 15
Room XRM001 on Floor Ground Floor in Site ROTHERHAM MTX | 261756.00 W | 304000.00 W | 86 % | 123 | 10 | Occupied | 3 | 27 % | 0.903 m² | Rack 122/123*14, Floor Position = 122/123*14 | 8 | 35 | 7 | 4 | 29 | 3
Room XRM001 on Floor Ground Floor in Site ROTHERHAM MTX | 261756.00 W | 304000.00 W | 86 % | 123 | 10 | Reserved | 0 | 0 % | 0.000 m²
Room XRM001 on Floor Ground Floor in Site ROTHERHAM MTX | 261756.00 W | 304000.00 W | 86 % | 124 | 10 | Free | 10 | 100 % | 3.360 m²
Room XRM001 on Floor Ground Floor in Site ROTHERHAM MTX | 261756.00 W | 304000.00 W | 86 % | 124 | 10 | Occupied | 0 | 0 % | 0.000 m²
Room XRM001 on Floor Ground Floor in Site ROTHERHAM MTX | 261756.00 W | 304000.00 W | 86 % | 124 | 10 | Reserved | 0 | 0 % | 0.000 m²
Room XRM001 on Floor Ground Floor in Site ROTHERHAM MTX | 261756.00 W | 304000.00 W | 86 % | 125 | 10 | Free | 10 | 100 % | 3.360 m²
Room XRM001 on Floor Ground Floor in Site ROTHERHAM MTX | 261756.00 W | 304000.00 W | 86 % | 125 | 10 | Occupied | 0 | 0 % | 0.000 m²
Room XRM001 on Floor Ground Floor in Site ROTHERHAM MTX | 261756.00 W | 304000.00 W | 86 % | 125 | 10 | Reserved | 0 | 0 % | 0.000 m²
Room XRM001 on Floor Ground Floor in Site ROTHERHAM MTX | 261756.00 W | 304000.00 W | 86 % | 126 | 11 | Free | 6 | 70 % | 3.520 m²
Room XRM001 on Floor Ground Floor in Site ROTHERHAM MTX | 261756.00 W | 304000.00 W | 86 % | 126 | 11 | Occupied | 5 | 30 % | 1.520 m² | Rack 126/127*05, Floor Position = 126/127*05 | 39 | 41 | 39 | 39 | 41 | 39
Room XRM001 on Floor Ground Floor in Site ROTHERHAM MTX | 261756.00 W | 304000.00 W | 86 % | 126 | 11 | Occupied | 5 | 30 % | 1.520 m² | Rack 126/127*03, Floor Position = 126/127*03 | 9 | 27 | 5 | 4 | 15 | 4
Room XRM001 on Floor Ground Floor in Site ROTHERHAM MTX | 261756.00 W | 304000.00 W | 86 % | 126 | 11 | Occupied | 5 | 30 % | 1.520 m² | Rack 126/127*02, Floor Position = 126/127*02 | 9 | 27 | 5 | 4 | 15 | 4
Room XRM001 on Floor Ground Floor in Site ROTHERHAM MTX | 261756.00 W | 304000.00 W | 86 % | 126 | 11 | Occupied | 5 | 30 % | 1.520 m² | Rack 126/127*08, Floor Position = 126/127*08 | 39 | 41 | 39 | 39 | 41 | 39
Room XRM001 on Floor Ground Floor in Site ROTHERHAM MTX | 261756.00 W | 304000.00 W | 86 % | 126 | 11 | Occupied | 5 | 30 % | 1.520 m² | Rack 126/127*14, Floor Position = 126/127*14 | 38 | 42 | 38 | 38 | 42 | 38
Room XRM001 on Floor Ground Floor in Site ROTHERHAM MTX | 261756.00 W | 304000.00 W | 86 % | 126 | 11 | Reserved | 0 | 0 % | 0.000 m²
Room XRM001 on Floor Ground Floor in Site ROTHERHAM MTX | 261756.00 W | 304000.00 W | 86 % | 127 | 11 | Free | 3 | 33 % | 1.662 m²
Room XRM001 on Floor Ground Floor in Site ROTHERHAM MTX | 261756.00 W | 304000.00 W | 86 % | 127 | 11 | Occupied | 8 | 67 % | 3.378 m² | Rack 126/127*09, Floor Position = 126/127*09 | 38 | 42 | 38 | 38 | 42 | 38
Room XRM001 on Floor Ground Floor in Site ROTHERHAM MTX | 261756.00 W | 304000.00 W | 86 % | 127 | 11 | Occupied | 8 | 67 % | 3.378 m² | Rack 126/127*14, Floor Position = 126/127*14 | 38 | 42 | 38 | 38 | 42 | 38
Room XRM001 on Floor Ground Floor in Site ROTHERHAM MTX | 261756.00 W | 304000.00 W | 86 % | 127 | 11 | Occupied | 8 | 67 % | 3.378 m² | Rack 126/127*10, Floor Position = 126/127*10 | 38 | 42 | 38 | 38 | 42 | 38
Room XRM001 on Floor Ground Floor in Site ROTHERHAM MTX | 261756.00 W | 304000.00 W | 86 % | 127 | 11 | Occupied | 8 | 67 % | 3.378 m² | Rack 126/127*11, Floor Position = 126/127*11 | 40 | 42 | 40 | 40 | 42 | 40
Room XRM001 on Floor Ground Floor in Site ROTHERHAM MTX | 261756.00 W | 304000.00 W | 86 % | 127 | 11 | Occupied | 8 | 67 % | 3.378 m² | Rack 126/127*05, Floor Position = 126/127*05 | 39 | 41 | 39 | 39 | 41 | 39
Room XRM001 on Floor Ground Floor in Site ROTHERHAM MTX | 261756.00 W | 304000.00 W | 86 % | 127 | 11 | Occupied | 8 | 67 % | 3.378 m² | Rack 126/127*08, Floor Position = 126/127*08 | 39 | 41 | 39 | 39 | 41 | 39
Room XRM001 on Floor Ground Floor in Site ROTHERHAM MTX | 261756.00 W | 304000.00 W | 86 % | 127 | 11 | Occupied | 8 | 67 % | 3.378 m² | Rack 126/127*03, Floor Position = 126/127*03 | 9 | 27 | 5 | 4 | 15 | 4
Room XRM001 on Floor Ground Floor in Site ROTHERHAM MTX | 261756.00 W | 304000.00 W | 86 % | 127 | 11 | Occupied | 8 | 67 % | 3.378 m² | Rack 126/127*02, Floor Position = 126/127*02 | 9 | 27 | 5 | 4 | 15 | 4
Room XRM001 on Floor Ground Floor in Site ROTHERHAM MTX | 261756.00 W | 304000.00 W | 86 % | 127 | 11 | Reserved | 0 | 0 % | 0.000 m²
Room XRM001 on Floor Ground Floor in Site ROTHERHAM MTX | 261756.00 W | 304000.00 W | 86 % | 128 | 10 | Free | 6 | 60 % | 2.003 m²
Room XRM001 on Floor Ground Floor in Site ROTHERHAM MTX | 261756.00 W | 304000.00 W | 86 % | 128 | 10 | Occupied | 4 | 40 % | 1.360 m² | Rack 128/129*12, Floor Position = 128/129*12 | 37 | 41 | 37 | 37 | 41 | 37
Room XRM001 on Floor Ground Floor in Site ROTHERHAM MTX | 261756.00 W | 304000.00 W | 86 % | 128 | 10 | Occupied | 4 | 40 % | 1.360 m² | Rack 128/129*13, Floor Position = 128/129*13 | 23 | 42 | 23 | 23 | 42 | 23
Room XRM001 on Floor Ground Floor in Site ROTHERHAM MTX | 261756.00 W | 304000.00 W | 86 % | 128 | 10 | Occupied | 4 | 40 % | 1.360 m² | Rack 128/129*02, Floor Position = 128/129*02 | 46 | 47 | 46 | 46 | 47 | 46
Room XRM001 on Floor Ground Floor in Site ROTHERHAM MTX | 261756.00 W | 304000.00 W | 86 % | 128 | 10 | Occupied | 4 | 40 % | 1.360 m² | Rack 128/129*01, Floor Position = 128/129*01 | 46 | 47 | 46 | 46 | 47 | 46
Room XRM001 on Floor Ground Floor in Site ROTHERHAM MTX | 261756.00 W | 304000.00 W | 86 % | 128 | 10 | Reserved | 0 | 0 % | 0.000 m²
Room XRM001 on Floor Ground Floor in Site ROTHERHAM MTX | 261756.00 W | 304000.00 W | 86 % | 129 | 10 | Free | 6 | 60 % | 2.003 m²
Room XRM001 on Floor Ground Floor in Site ROTHERHAM MTX | 261756.00 W | 304000.00 W | 86 % | 129 | 10 | Occupied | 4 | 40 % | 1.360 m² | Rack 128/129*12, Floor Position = 128/129*12 | 37 | 41 | 37 | 37 | 41 | 37
Room XRM001 on Floor Ground Floor in Site ROTHERHAM MTX | 261756.00 W | 304000.00 W | 86 % | 129 | 10 | Occupied | 4 | 40 % | 1.360 m² | Rack 128/129*13, Floor Position = 128/129*13 | 23 | 42 | 23 | 23 | 42 | 23
Room XRM001 on Floor Ground Floor in Site ROTHERHAM MTX | 261756.00 W | 304000.00 W | 86 % | 129 | 10 | Occupied | 4 | 40 % | 1.360 m² | Rack 128/129*02, Floor Position = 128/129*02 | 46 | 47 | 46 | 46 | 47 | 46
Room XRM001 on Floor Ground Floor in Site ROTHERHAM MTX | 261756.00 W | 304000.00 W | 86 % | 129 | 10 | Occupied | 4 | 40 % | 1.360 m² | Rack 128/129*01, Floor Position = 128/129*01 | 46 | 47 | 46 | 46 | 47 | 46
Room XRM001 on Floor Ground Floor in Site ROTHERHAM MTX | 261756.00 W | 304000.00 W | 86 % | 129 | 10 | Reserved | 0 | 0 % | 0.000 m²
Room XRM001 on Floor Ground Floor in Site ROTHERHAM MTX | 261756.00 W | 304000.00 W | 86 % | 130 | 12 | Free | 2 | 30 % | 1.001 m²
Room XRM001 on Floor Ground Floor in Site ROTHERHAM MTX | 261756.00 W | 304000.00 W | 86 % | 130 | 12 | Occupied | 10 | 70 % | 2.350 m² | Rack 130/131*09, Floor Position = 130/131*09 | 44 | 46 | 44 | 44 | 46 | 44
Room XRM001 on Floor Ground Floor in Site ROTHERHAM MTX | 261756.00 W | 304000.00 W | 86 % | 130 | 12 | Occupied | 10 | 70 % | 2.350 m² | Rack 130/131*05, Floor Position = 130/131*05 | 15 | 44 | 12 | 6 | 44 | 5
Room XRM001 on Floor Ground Floor in Site ROTHERHAM MTX | 261756.00 W | 304000.00 W | 86 % | 130 | 12 | Occupied | 10 | 70 % | 2.350 m² | Rack 130/131*08, Floor Position = 130/131*08 | 43 | 46 | 43 | 43 | 46 | 43
Room XRM001 on Floor Ground Floor in Site ROTHERHAM MTX | 261756.00 W | 304000.00 W | 86 % | 130 | 12 | Occupied | 10 | 70 % | 2.350 m² | Rack 130/131*03, Floor Position = 130/131*03 | 39 | 41 | 39 | 39 | 41 | 39
Room XRM001 on Floor Ground Floor in Site ROTHERHAM MTX | 261756.00 W | 304000.00 W | 86 % | 130 | 12 | Occupied | 10 | 70 % | 2.350 m² | Rack 130/131*04, Floor Position = 130/131*04 | 16 | 44 | 13 | 6 | 44 | 5
Room XRM001 on Floor Ground Floor in Site ROTHERHAM MTX | 261756.00 W | 304000.00 W | 86 % | 130 | 12 | Occupied | 10 | 70 % | 2.350 m² | Rack 130/131*02, Floor Position = 130/131*02 | 44 | 45 | 43 | 44 | 45 | 43
Room XRM001 on Floor Ground Floor in Site ROTHERHAM MTX | 261756.00 W | 304000.00 W | 86 % | 130 | 12 | Occupied | 10 | 70 % | 2.350 m² | Rack 130/131*13, Floor Position = 130/131*13 | 43 | 46 | 43 | 43 | 46 | 43
Room XRM001 on Floor Ground Floor in Site ROTHERHAM MTX | 261756.00 W | 304000.00 W | 86 % | 130 | 12 | Occupied | 10 | 70 % | 2.350 m² | Rack 130*11, Floor Position = 130*11 | 45 | 45 | 45 | 45 | 45 | 45
Room XRM001 on Floor Ground Floor in Site ROTHERHAM MTX | 261756.00 W | 304000.00 W | 86 % | 130 | 12 | Occupied | 10 | 70 % | 2.350 m² | Rack 130*12, Floor Position = 130*12 | 41 | 44 | 41 | 41 | 44 | 41
Room XRM001 on Floor Ground Floor in Site ROTHERHAM MTX | 261756.00 W | 304000.00 W | 86 % | 130 | 12 | Occupied | 10 | 70 % | 2.350 m² | Rack 130/131*10, Floor Position = 130/131*10 | 44 | 46 | 44 | 44 | 46 | 44
Room XRM001 on Floor Ground Floor in Site ROTHERHAM MTX | 261756.00 W | 304000.00 W | 86 % | 130 | 12 | Reserved | 0 | 0 % | 0.000 m²
Room XRM001 on Floor Ground Floor in Site ROTHERHAM MTX | 261756.00 W | 304000.00 W | 86 % | 131 | 12 | Free | 2 | 37 % | 1.241 m²
Room XRM001 on Floor Ground Floor in Site ROTHERHAM MTX | 261756.00 W | 304000.00 W | 86 % | 131 | 12 | Occupied | 10 | 63 % | 2.110 m² | Rack 130/131*09, Floor Position = 130/131*09 | 44 | 46 | 44 | 44 | 46 | 44
Room XRM001 on Floor Ground Floor in Site ROTHERHAM MTX | 261756.00 W | 304000.00 W | 86 % | 131 | 12 | Occupied | 10 | 63 % | 2.110 m² | Rack 130/131*05, Floor Position = 130/131*05 | 15 | 44 | 12 | 6 | 44 | 5
Room XRM001 on Floor Ground Floor in Site ROTHERHAM MTX | 261756.00 W | 304000.00 W | 86 % | 131 | 12 | Occupied | 10 | 63 % | 2.110 m² | Rack 130/131*08, Floor Position = 130/131*08 | 43 | 46 | 43 | 43 | 46 | 43
Room XRM001 on Floor Ground Floor in Site ROTHERHAM MTX | 261756.00 W | 304000.00 W | 86 % | 131 | 12 | Occupied | 10 | 63 % | 2.110 m² | Rack 130/131*02, Floor Position = 130/131*02 | 44 | 45 | 43 | 44 | 45 | 43
Room XRM001 on Floor Ground Floor in Site ROTHERHAM MTX | 261756.00 W | 304000.00 W | 86 % | 131 | 12 | Occupied | 10 | 63 % | 2.110 m² | Rack 130/131*03, Floor Position = 130/131*03 | 39 | 41 | 39 | 39 | 41 | 39
Room XRM001 on Floor Ground Floor in Site ROTHERHAM MTX | 261756.00 W | 304000.00 W | 86 % | 131 | 12 | Occupied | 10 | 63 % | 2.110 m² | Rack 130/131*04, Floor Position = 130/131*04 | 16 | 44 | 13 | 6 | 44 | 5
Room XRM001 on Floor Ground Floor in Site ROTHERHAM MTX | 261756.00 W | 304000.00 W | 86 % | 131 | 12 | Occupied | 10 | 63 % | 2.110 m² | Rack 130/131*13, Floor Position = 130/131*13 | 43 | 46 | 43 | 43 | 46 | 43
Room XRM001 on Floor Ground Floor in Site ROTHERHAM MTX | 261756.00 W | 304000.00 W | 86 % | 131 | 12 | Occupied | 10 | 63 % | 2.110 m² | Rack 131*11, Floor Position = 131*11 | 45 | 45 | 45 | 45 | 45 | 45
Room XRM001 on Floor Ground Floor in Site ROTHERHAM MTX | 261756.00 W | 304000.00 W | 86 % | 131 | 12 | Occupied | 10 | 63 % | 2.110 m² | Rack 131*12, Floor Position = 131*12 | 47 | 46 | 46 | 47 | 46 | 46
Room XRM001 on Floor Ground Floor in Site ROTHERHAM MTX | 261756.00 W | 304000.00 W | 86 % | 131 | 12 | Occupied | 10 | 63 % | 2.110 m² | Rack 130/131*10, Floor Position = 130/131*10 | 44 | 46 | 44 | 44 | 46 | 44
Room XRM001 on Floor Ground Floor in Site ROTHERHAM MTX | 261756.00 W | 304000.00 W | 86 % | 131 | 12 | Reserved | 0 | 0 % | 0.000 m²
Room XRM001 on Floor Ground Floor in Site ROTHERHAM MTX | 261756.00 W | 304000.00 W | 86 % | 132 | 12 | Free | 2 | 14 % | 0.471 m²
Room XRM001 on Floor Ground Floor in Site ROTHERHAM MTX | 261756.00 W | 304000.00 W | 86 % | 132 | 12 | Occupied | 10 | 86 % | 2.880 m² | Rack 132*03, Floor Position = 132*03 | 45 | 45 | 45 | 45 | 45 | 45
Room XRM001 on Floor Ground Floor in Site ROTHERHAM MTX | 261756.00 W | 304000.00 W | 86 % | 132 | 12 | Occupied | 10 | 86 % | 2.880 m² | Rack 132*04, Floor Position = 132*04 | 45 | 45 | 45 | 45 | 45 | 45
Room XRM001 on Floor Ground Floor in Site ROTHERHAM MTX | 261756.00 W | 304000.00 W | 86 % | 132 | 12 | Occupied | 10 | 86 % | 2.880 m² | Rack 132*02, Floor Position = 132*02 | 45 | 45 | 45 | 45 | 45 | 45
Room XRM001 on Floor Ground Floor in Site ROTHERHAM MTX | 261756.00 W | 304000.00 W | 86 % | 132 | 12 | Occupied | 10 | 86 % | 2.880 m² | Rack 132*06, Floor Position = 132*06 | 45 | 45 | 45 | 45 | 45 | 45
Room XRM001 on Floor Ground Floor in Site ROTHERHAM MTX | 261756.00 W | 304000.00 W | 86 % | 132 | 12 | Occupied | 10 | 86 % | 2.880 m² | Rack 132*07, Floor Position = 132*07 | 45 | 45 | 45 | 45 | 45 | 45
Room XRM001 on Floor Ground Floor in Site ROTHERHAM MTX | 261756.00 W | 304000.00 W | 86 % | 132 | 12 | Occupied | 10 | 86 % | 2.880 m² | Rack 132*05, Floor Position = 132*05 | 45 | 45 | 45 | 45 | 45 | 45
Room XRM001 on Floor Ground Floor in Site ROTHERHAM MTX | 261756.00 W | 304000.00 W | 86 % | 132 | 12 | Occupied | 10 | 86 % | 2.880 m² | Rack 132*09, Floor Position = 132*09 | 45 | 45 | 45 | 45 | 45 | 45
Room XRM001 on Floor Ground Floor in Site ROTHERHAM MTX | 261756.00 W | 304000.00 W | 86 % | 132 | 12 | Occupied | 10 | 86 % | 2.880 m² | Rack 132*10, Floor Position = 132*10 | 45 | 45 | 45 | 45 | 45 | 45
Room XRM001 on Floor Ground Floor in Site ROTHERHAM MTX | 261756.00 W | 304000.00 W | 86 % | 132 | 12 | Occupied | 10 | 86 % | 2.880 m² | Rack 132*08, Floor Position = 132*08 | 45 | 45 | 45 | 45 | 45 | 45
Room XRM001 on Floor Ground Floor in Site ROTHERHAM MTX | 261756.00 W | 304000.00 W | 86 % | 132 | 12 | Occupied | 10 | 86 % | 2.880 m² | Rack 132*01, Floor Position = 132*01 | 45 | 45 | 45 | 45 | 45 | 45
Room XRM001 on Floor Ground Floor in Site ROTHERHAM MTX | 261756.00 W | 304000.00 W | 86 % | 132 | 12 | Reserved | 0 | 0 % | 0.000 m²
Room XRM001 on Floor Ground Floor in Site ROTHERHAM MTX | 261756.00 W | 304000.00 W | 86 % | 133 | 12 | Free | 2 | 14 % | 0.471 m²
Room XRM001 on Floor Ground Floor in Site ROTHERHAM MTX | 261756.00 W | 304000.00 W | 86 % | 133 | 12 | Occupied | 10 | 86 % | 2.880 m² | Rack 133*03, Floor Position = 133*03 | 27 | 45 | 27 | 26 | 45 | 26
Room XRM001 on Floor Ground Floor in Site ROTHERHAM MTX | 261756.00 W | 304000.00 W | 86 % | 133 | 12 | Occupied | 10 | 86 % | 2.880 m² | Rack 133*04, Floor Position = 133*04 | 27 | 45 | 27 | 26 | 45 | 26
Room XRM001 on Floor Ground Floor in Site ROTHERHAM MTX | 261756.00 W | 304000.00 W | 86 % | 133 | 12 | Occupied | 10 | 86 % | 2.880 m² | Rack 133*02, Floor Position = 133*02 | 3 | 43 | 3 | 2 | 22 | 2
Room XRM001 on Floor Ground Floor in Site ROTHERHAM MTX | 261756.00 W | 304000.00 W | 86 % | 133 | 12 | Occupied | 10 | 86 % | 2.880 m² | Rack 133*06, Floor Position = 133*06 | 27 | 45 | 27 | 26 | 45 | 26
Room XRM001 on Floor Ground Floor in Site ROTHERHAM MTX | 261756.00 W | 304000.00 W | 86 % | 133 | 12 | Occupied | 10 | 86 % | 2.880 m² | Rack 133*07, Floor Position = 133*07 | 27 | 45 | 27 | 26 | 45 | 26
Room XRM001 on Floor Ground Floor in Site ROTHERHAM MTX | 261756.00 W | 304000.00 W | 86 % | 133 | 12 | Occupied | 10 | 86 % | 2.880 m² | Rack 133*05, Floor Position = 133*05 | 27 | 45 | 27 | 26 | 45 | 26
Room XRM001 on Floor Ground Floor in Site ROTHERHAM MTX | 261756.00 W | 304000.00 W | 86 % | 133 | 12 | Occupied | 10 | 86 % | 2.880 m² | Rack 133*09, Floor Position = 133*09 | 27 | 45 | 27 | 26 | 45 | 26
Room XRM001 on Floor Ground Floor in Site ROTHERHAM MTX | 261756.00 W | 304000.00 W | 86 % | 133 | 12 | Occupied | 10 | 86 % | 2.880 m² | Rack 133*10, Floor Position = 133*10 | 27 | 45 | 27 | 26 | 45 | 26
Room XRM001 on Floor Ground Floor in Site ROTHERHAM MTX | 261756.00 W | 304000.00 W | 86 % | 133 | 12 | Occupied | 10 | 86 % | 2.880 m² | Rack 133*08, Floor Position = 133*08 | 27 | 45 | 27 | 26 | 45 | 26
Room XRM001 on Floor Ground Floor in Site ROTHERHAM MTX | 261756.00 W | 304000.00 W | 86 % | 133 | 12 | Occupied | 10 | 86 % | 2.880 m² | Rack 133*01, Floor Position = 133*01 | 27 | 45 | 27 | 26 | 45 | 26
Room XRM001 on Floor Ground Floor in Site ROTHERHAM MTX | 261756.00 W | 304000.00 W | 86 % | 133 | 12 | Reserved | 0 | 0 % | 0.000 m²
Room XRM001 on Floor Ground Floor in Site ROTHERHAM MTX | 261756.00 W | 304000.00 W | 86 % | 134 | 10 | Free | 5 | 56 % | 2.800 m²
Room XRM001 on Floor Ground Floor in Site ROTHERHAM MTX | 261756.00 W | 304000.00 W | 86 % | 134 | 10 | Occupied | 5 | 44 % | 2.240 m² | Rack 134/135*05, Floor Position = 134/135*05 | 44 | 46 | 44 | 44 | 46 | 44
Room XRM001 on Floor Ground Floor in Site ROTHERHAM MTX | 261756.00 W | 304000.00 W | 86 % | 134 | 10 | Occupied | 5 | 44 % | 2.240 m² | Rack 134/135*04, Floor Position = 134/135*04 | 44 | 46 | 44 | 44 | 46 | 44
Room XRM001 on Floor Ground Floor in Site ROTHERHAM MTX | 261756.00 W | 304000.00 W | 86 % | 134 | 10 | Occupied | 5 | 44 % | 2.240 m² | Rack 134/135*06, Floor Position = 134/135*06 | 43 | 46 | 43 | 43 | 46 | 43
Room XRM001 on Floor Ground Floor in Site ROTHERHAM MTX | 261756.00 W | 304000.00 W | 86 % | 134 | 10 | Occupied | 5 | 44 % | 2.240 m² | Rack 134/135*08, Floor Position = 134/135*08 | 44 | 46 | 44 | 44 | 46 | 44
Room XRM001 on Floor Ground Floor in Site ROTHERHAM MTX | 261756.00 W | 304000.00 W | 86 % | 134 | 10 | Occupied | 5 | 44 % | 2.240 m² | Rack 134*13, Floor Position = 134*13 | 1 | 46 | 1 | 1 | 46 | 1
Room XRM001 on Floor Ground Floor in Site ROTHERHAM MTX | 261756.00 W | 304000.00 W | 86 % | 134 | 10 | Reserved | 0 | 0 % | 0.000 m²
Room XRM001 on Floor Ground Floor in Site ROTHERHAM MTX | 261756.00 W | 304000.00 W | 86 % | 135 | 10 | Free | 5 | 62 % | 3.136 m²
Room XRM001 on Floor Ground Floor in Site ROTHERHAM MTX | 261756.00 W | 304000.00 W | 86 % | 135 | 10 | Occupied | 5 | 38 % | 1.904 m² | Rack 134*13, Floor Position = 134*13 | 1 | 46 | 1 | 1 | 46 | 1
Room XRM001 on Floor Ground Floor in Site ROTHERHAM MTX | 261756.00 W | 304000.00 W | 86 % | 135 | 10 | Occupied | 5 | 38 % | 1.904 m² | Rack 134/135*05, Floor Position = 134/135*05 | 44 | 46 | 44 | 44 | 46 | 44
Room XRM001 on Floor Ground Floor in Site ROTHERHAM MTX | 261756.00 W | 304000.00 W | 86 % | 135 | 10 | Occupied | 5 | 38 % | 1.904 m² | Rack 134/135*08, Floor Position = 134/135*08 | 44 | 46 | 44 | 44 | 46 | 44
Room XRM001 on Floor Ground Floor in Site ROTHERHAM MTX | 261756.00 W | 304000.00 W | 86 % | 135 | 10 | Occupied | 5 | 38 % | 1.904 m² | Rack 134/135*06, Floor Position = 134/135*06 | 43 | 46 | 43 | 43 | 46 | 43
Room XRM001 on Floor Ground Floor in Site ROTHERHAM MTX | 261756.00 W | 304000.00 W | 86 % | 135 | 10 | Occupied | 5 | 38 % | 1.904 m² | Rack 134/135*04, Floor Position = 134/135*04 | 44 | 46 | 44 | 44 | 46 | 44
Room XRM001 on Floor Ground Floor in Site ROTHERHAM MTX | 261756.00 W | 304000.00 W | 86 % | 135 | 10 | Reserved | 0 | 0 % | 0.000 m²
Room XRM001 on Floor Ground Floor in Site ROTHERHAM MTX | 261756.00 W | 304000.00 W | 86 % | 138 | 9 | Free | 5 | 62 % | 2.080 m²
Room XRM001 on Floor Ground Floor in Site ROTHERHAM MTX | 261756.00 W | 304000.00 W | 86 % | 138 | 9 | Occupied | 4 | 38 % | 1.278 m² | Rack 138/139*13, Floor Position = 138/139*13 | 9 | 30 | 4 | 5 | 29 | 3
Room XRM001 on Floor Ground Floor in Site ROTHERHAM MTX | 261756.00 W | 304000.00 W | 86 % | 138 | 9 | Occupied | 4 | 38 % | 1.278 m² | Rack 138/139*12, Floor Position = 138/139*12 | 29 | 27 | 17 | 16 | 24 | 5
Room XRM001 on Floor Ground Floor in Site ROTHERHAM MTX | 261756.00 W | 304000.00 W | 86 % | 138 | 9 | Occupied | 4 | 38 % | 1.278 m² | Rack 138/139*11, Floor Position = 138/139*11 | 7 | 29 | 2 | 5 | 28 | 1
Room XRM001 on Floor Ground Floor in Site ROTHERHAM MTX | 261756.00 W | 304000.00 W | 86 % | 138 | 9 | Occupied | 4 | 38 % | 1.278 m² | Rack 138/139*14, Floor Position = 138/139*14 | 29 | 27 | 17 | 16 | 24 | 5
Room XRM001 on Floor Ground Floor in Site ROTHERHAM MTX | 261756.00 W | 304000.00 W | 86 % | 138 | 9 | Reserved | 0 | 0 % | 0.000 m²
Room XRM001 on Floor Ground Floor in Site ROTHERHAM MTX | 261756.00 W | 304000.00 W | 86 % | 139 | 9 | Free | 5 | 62 % | 2.080 m²
Room XRM001 on Floor Ground Floor in Site ROTHERHAM MTX | 261756.00 W | 304000.00 W | 86 % | 139 | 9 | Occupied | 4 | 38 % | 1.278 m² | Rack 138/139*13, Floor Position = 138/139*13 | 9 | 30 | 4 | 5 | 29 | 3
Room XRM001 on Floor Ground Floor in Site ROTHERHAM MTX | 261756.00 W | 304000.00 W | 86 % | 139 | 9 | Occupied | 4 | 38 % | 1.278 m² | Rack 138/139*12, Floor Position = 138/139*12 | 29 | 27 | 17 | 16 | 24 | 5
Room XRM001 on Floor Ground Floor in Site ROTHERHAM MTX | 261756.00 W | 304000.00 W | 86 % | 139 | 9 | Occupied | 4 | 38 % | 1.278 m² | Rack 138/139*11, Floor Position = 138/139*11 | 7 | 29 | 2 | 5 | 28 | 1
Room XRM001 on Floor Ground Floor in Site ROTHERHAM MTX | 261756.00 W | 304000.00 W | 86 % | 139 | 9 | Occupied | 4 | 38 % | 1.278 m² | Rack 138/139*14, Floor Position = 138/139*14 | 29 | 27 | 17 | 16 | 24 | 5
Room XRM001 on Floor Ground Floor in Site ROTHERHAM MTX | 261756.00 W | 304000.00 W | 86 % | 139 | 9 | Reserved | 0 | 0 % | 0.000 m²
Room XRM001 on Floor Ground Floor in Site ROTHERHAM MTX | 261756.00 W | 304000.00 W | 86 % | 140 | 10 | Free | 4 | 43 % | 1.440 m²
Room XRM001 on Floor Ground Floor in Site ROTHERHAM MTX | 261756.00 W | 304000.00 W | 86 % | 140 | 10 | Occupied | 6 | 57 % | 1.920 m² | Rack 140/141*01, Floor Position = 140/141*01 | 5 | 43 | 5 | 4 | 43 | 4
Room XRM001 on Floor Ground Floor in Site ROTHERHAM MTX | 261756.00 W | 304000.00 W | 86 % | 140 | 10 | Occupied | 6 | 57 % | 1.920 m² | Rack 140/141*04, Floor Position = 140/141*04 | 26 | 44 | 26 | 15 | 43 | 15
Room XRM001 on Floor Ground Floor in Site ROTHERHAM MTX | 261756.00 W | 304000.00 W | 86 % | 140 | 10 | Occupied | 6 | 57 % | 1.920 m² | Rack 140/141*06, Floor Position = 140/141*06 | 47 | 47 | 47 | 47 | 47 | 47
Room XRM001 on Floor Ground Floor in Site ROTHERHAM MTX | 261756.00 W | 304000.00 W | 86 % | 140 | 10 | Occupied | 6 | 57 % | 1.920 m² | Rack 140/141*05, Floor Position = 140/141*05 | 22 | 40 | 21 | 13 | 38 | 13
Room XRM001 on Floor Ground Floor in Site ROTHERHAM MTX | 261756.00 W | 304000.00 W | 86 % | 140 | 10 | Occupied | 6 | 57 % | 1.920 m² | Rack 140/141*03, Floor Position = 140/141*03 | 47 | 47 | 47 | 47 | 47 | 47
Room XRM001 on Floor Ground Floor in Site ROTHERHAM MTX | 261756.00 W | 304000.00 W | 86 % | 140 | 10 | Occupied | 6 | 57 % | 1.920 m² | Rack 140/141*02, Floor Position = 140/141*02 | 5 | 43 | 5 | 4 | 43 | 4
Room XRM001 on Floor Ground Floor in Site ROTHERHAM MTX | 261756.00 W | 304000.00 W | 86 % | 140 | 10 | Reserved | 0 | 0 % | 0.000 m²
Room XRM001 on Floor Ground Floor in Site ROTHERHAM MTX | 261756.00 W | 304000.00 W | 86 % | 141 | 10 | Free | 4 | 43 % | 1.440 m²
Room XRM001 on Floor Ground Floor in Site ROTHERHAM MTX | 261756.00 W | 304000.00 W | 86 % | 141 | 10 | Occupied | 6 | 57 % | 1.920 m² | Rack 140/141*01, Floor Position = 140/141*01 | 5 | 43 | 5 | 4 | 43 | 4
Room XRM001 on Floor Ground Floor in Site ROTHERHAM MTX | 261756.00 W | 304000.00 W | 86 % | 141 | 10 | Occupied | 6 | 57 % | 1.920 m² | Rack 140/141*04, Floor Position = 140/141*04 | 26 | 44 | 26 | 15 | 43 | 15
Room XRM001 on Floor Ground Floor in Site ROTHERHAM MTX | 261756.00 W | 304000.00 W | 86 % | 141 | 10 | Occupied | 6 | 57 % | 1.920 m² | Rack 140/141*06, Floor Position = 140/141*06 | 47 | 47 | 47 | 47 | 47 | 47
Room XRM001 on Floor Ground Floor in Site ROTHERHAM MTX | 261756.00 W | 304000.00 W | 86 % | 141 | 10 | Occupied | 6 | 57 % | 1.920 m² | Rack 140/141*05, Floor Position = 140/141*05 | 22 | 40 | 21 | 13 | 38 | 13
Room XRM001 on Floor Ground Floor in Site ROTHERHAM MTX | 261756.00 W | 304000.00 W | 86 % | 141 | 10 | Occupied | 6 | 57 % | 1.920 m² | Rack 140/141*03, Floor Position = 140/141*03 | 47 | 47 | 47 | 47 | 47 | 47
Room XRM001 on Floor Ground Floor in Site ROTHERHAM MTX | 261756.00 W | 304000.00 W | 86 % | 141 | 10 | Occupied | 6 | 57 % | 1.920 m² | Rack 140/141*02, Floor Position = 140/141*02 | 5 | 43 | 5 | 4 | 43 | 4
Room XRM001 on Floor Ground Floor in Site ROTHERHAM MTX | 261756.00 W | 304000.00 W | 86 % | 141 | 10 | Reserved | 0 | 0 % | 0.000 m²
Room XRM001 on Floor Ground Floor in Site ROTHERHAM MTX | 261756.00 W | 304000.00 W | 86 % | 142 | 10 | Free | 7 | 93 % | 3.112 m²
Room XRM001 on Floor Ground Floor in Site ROTHERHAM MTX | 261756.00 W | 304000.00 W | 86 % | 142 | 10 | Occupied | 3 | 7 % | 0.240 m² | Rack 143*06, Floor Position = 143*06 | 1 | 46 | 1 | 1 | 46 | 1
Room XRM001 on Floor Ground Floor in Site ROTHERHAM MTX | 261756.00 W | 304000.00 W | 86 % | 142 | 10 | Reserved | 0 | 0 % | 0.000 m²
Room XRM001 on Floor Ground Floor in Site ROTHERHAM MTX | 261756.00 W | 304000.00 W | 86 % | 143 | 10 | Free | 7 | 86 % | 2.872 m²
Room XRM001 on Floor Ground Floor in Site ROTHERHAM MTX | 261756.00 W | 304000.00 W | 86 % | 143 | 10 | Occupied | 3 | 14 % | 0.480 m² | Rack 143*06, Floor Position = 143*06 | 1 | 46 | 1 | 1 | 46 | 1
Room XRM001 on Floor Ground Floor in Site ROTHERHAM MTX | 261756.00 W | 304000.00 W | 86 % | 143 | 10 | Reserved | 0 | 0 % | 0.000 m²
Room XRM001 on Floor Ground Floor in Site ROTHERHAM MTX | 261756.00 W | 304000.00 W | 86 % | 144 | 12 | Free | 3 | 23 % | 0.760 m²
Room XRM001 on Floor Ground Floor in Site ROTHERHAM MTX | 261756.00 W | 304000.00 W | 86 % | 144 | 12 | Occupied | 9 | 77 % | 2.592 m² | Rack 144*01, Floor Position = 144*01 | 45 | 45 | 45 | 45 | 45 | 45
Room XRM001 on Floor Ground Floor in Site ROTHERHAM MTX | 261756.00 W | 304000.00 W | 86 % | 144 | 12 | Occupied | 9 | 77 % | 2.592 m² | Rack 144*03, Floor Position = 144*03 | 45 | 45 | 45 | 45 | 45 | 45
Room XRM001 on Floor Ground Floor in Site ROTHERHAM MTX | 261756.00 W | 304000.00 W | 86 % | 144 | 12 | Occupied | 9 | 77 % | 2.592 m² | Rack 144*02, Floor Position = 144*02 | 45 | 45 | 45 | 45 | 45 | 45
Room XRM001 on Floor Ground Floor in Site ROTHERHAM MTX | 261756.00 W | 304000.00 W | 86 % | 144 | 12 | Occupied | 9 | 77 % | 2.592 m² | Rack 144*04, Floor Position = 144*04 | 45 | 45 | 45 | 45 | 45 | 45
Room XRM001 on Floor Ground Floor in Site ROTHERHAM MTX | 261756.00 W | 304000.00 W | 86 % | 144 | 12 | Occupied | 9 | 77 % | 2.592 m² | Rack 144*06, Floor Position = 144*06 | 45 | 45 | 45 | 45 | 45 | 45
Room XRM001 on Floor Ground Floor in Site ROTHERHAM MTX | 261756.00 W | 304000.00 W | 86 % | 144 | 12 | Occupied | 9 | 77 % | 2.592 m² | Rack 144*05, Floor Position = 144*05 | 45 | 45 | 45 | 45 | 45 | 45
Room XRM001 on Floor Ground Floor in Site ROTHERHAM MTX | 261756.00 W | 304000.00 W | 86 % | 144 | 12 | Occupied | 9 | 77 % | 2.592 m² | Rack 144*07, Floor Position = 144*07 | 45 | 45 | 45 | 45 | 45 | 45
Room XRM001 on Floor Ground Floor in Site ROTHERHAM MTX | 261756.00 W | 304000.00 W | 86 % | 144 | 12 | Occupied | 9 | 77 % | 2.592 m² | Rack 144*09, Floor Position = 144*09 | 45 | 45 | 45 | 45 | 45 | 45
Room XRM001 on Floor Ground Floor in Site ROTHERHAM MTX | 261756.00 W | 304000.00 W | 86 % | 144 | 12 | Occupied | 9 | 77 % | 2.592 m² | Rack 144*08, Floor Position = 144*08 | 45 | 45 | 45 | 45 | 45 | 45
Room XRM001 on Floor Ground Floor in Site ROTHERHAM MTX | 261756.00 W | 304000.00 W | 86 % | 144 | 12 | Reserved | 0 | 0 % | 0.000 m²
Room XRM001 on Floor Ground Floor in Site ROTHERHAM MTX | 261756.00 W | 304000.00 W | 86 % | 145 | 12 | Free | 3 | 23 % | 0.760 m²
Room XRM001 on Floor Ground Floor in Site ROTHERHAM MTX | 261756.00 W | 304000.00 W | 86 % | 145 | 12 | Occupied | 9 | 77 % | 2.592 m² | Rack 145*01, Floor Position = 145*01 | 27 | 45 | 27 | 26 | 45 | 26
Room XRM001 on Floor Ground Floor in Site ROTHERHAM MTX | 261756.00 W | 304000.00 W | 86 % | 145 | 12 | Occupied | 9 | 77 % | 2.592 m² | Rack 145*03, Floor Position = 145*03 | 27 | 45 | 27 | 26 | 45 | 26
Room XRM001 on Floor Ground Floor in Site ROTHERHAM MTX | 261756.00 W | 304000.00 W | 86 % | 145 | 12 | Occupied | 9 | 77 % | 2.592 m² | Rack 145*02, Floor Position = 145*02 | 3 | 43 | 3 | 2 | 22 | 2
Room XRM001 on Floor Ground Floor in Site ROTHERHAM MTX | 261756.00 W | 304000.00 W | 86 % | 145 | 12 | Occupied | 9 | 77 % | 2.592 m² | Rack 145*04, Floor Position = 145*04 | 27 | 45 | 27 | 26 | 45 | 26
Room XRM001 on Floor Ground Floor in Site ROTHERHAM MTX | 261756.00 W | 304000.00 W | 86 % | 145 | 12 | Occupied | 9 | 77 % | 2.592 m² | Rack 145*06, Floor Position = 145*06 | 27 | 45 | 27 | 26 | 45 | 26
Room XRM001 on Floor Ground Floor in Site ROTHERHAM MTX | 261756.00 W | 304000.00 W | 86 % | 145 | 12 | Occupied | 9 | 77 % | 2.592 m² | Rack 145*05, Floor Position = 145*05 | 27 | 45 | 27 | 26 | 45 | 26
Room XRM001 on Floor Ground Floor in Site ROTHERHAM MTX | 261756.00 W | 304000.00 W | 86 % | 145 | 12 | Occupied | 9 | 77 % | 2.592 m² | Rack 145*07, Floor Position = 145*07 | 27 | 45 | 27 | 26 | 45 | 26
Room XRM001 on Floor Ground Floor in Site ROTHERHAM MTX | 261756.00 W | 304000.00 W | 86 % | 145 | 12 | Occupied | 9 | 77 % | 2.592 m² | Rack 145*09, Floor Position = 145*09 | 27 | 45 | 27 | 26 | 45 | 26
Room XRM001 on Floor Ground Floor in Site ROTHERHAM MTX | 261756.00 W | 304000.00 W | 86 % | 145 | 12 | Occupied | 9 | 77 % | 2.592 m² | Rack 145*08, Floor Position = 145*08 | 27 | 45 | 27 | 26 | 45 | 26
Room XRM001 on Floor Ground Floor in Site ROTHERHAM MTX | 261756.00 W | 304000.00 W | 86 % | 145 | 12 | Reserved | 0 | 0 % | 0.000 m²
Room XRM001 on Floor Ground Floor in Site ROTHERHAM MTX | 261756.00 W | 304000.00 W | 86 % | 146 | 9 | Free | 4 | 61 % | 2.033 m²
Room XRM001 on Floor Ground Floor in Site ROTHERHAM MTX | 261756.00 W | 304000.00 W | 86 % | 146 | 9 | Occupied | 5 | 39 % | 1.318 m² | Rack 146/147*08, Floor Position = 146/147*08 | 1 | 46 | 1 | 1 | 46 | 1
Room XRM001 on Floor Ground Floor in Site ROTHERHAM MTX | 261756.00 W | 304000.00 W | 86 % | 146 | 9 | Occupied | 5 | 39 % | 1.318 m² | ODF 146*13, Floor Position = 146*13 | 47 | 47 | 47 | 47 | 47 | 47
Room XRM001 on Floor Ground Floor in Site ROTHERHAM MTX | 261756.00 W | 304000.00 W | 86 % | 146 | 9 | Occupied | 5 | 39 % | 1.318 m² | Rack 146/147*11, Floor Position = 146/147*11 | 38 | 42 | 38 | 38 | 42 | 38
Room XRM001 on Floor Ground Floor in Site ROTHERHAM MTX | 261756.00 W | 304000.00 W | 86 % | 146 | 9 | Occupied | 5 | 39 % | 1.318 m² | Rack 146/147*03, Floor Position = 146/147*03 | 0 | 46 | 0 | 0 | 29 | 0
Room XRM001 on Floor Ground Floor in Site ROTHERHAM MTX | 261756.00 W | 304000.00 W | 86 % | 146 | 9 | Occupied | 5 | 39 % | 1.318 m² | ODF 146*01, Floor Position = 146*01 | 47 | 47 | 47 | 47 | 47 | 47
Room XRM001 on Floor Ground Floor in Site ROTHERHAM MTX | 261756.00 W | 304000.00 W | 86 % | 146 | 9 | Reserved | 0 | 0 % | 0.000 m²
Room XRM001 on Floor Ground Floor in Site ROTHERHAM MTX | 261756.00 W | 304000.00 W | 86 % | 147 | 9 | Free | 4 | 61 % | 2.033 m²
Room XRM001 on Floor Ground Floor in Site ROTHERHAM MTX | 261756.00 W | 304000.00 W | 86 % | 147 | 9 | Occupied | 5 | 39 % | 1.319 m² | Rack 146/147*08, Floor Position = 146/147*08 | 1 | 46 | 1 | 1 | 46 | 1
Room XRM001 on Floor Ground Floor in Site ROTHERHAM MTX | 261756.00 W | 304000.00 W | 86 % | 147 | 9 | Occupied | 5 | 39 % | 1.319 m² | Rack 146/147*11, Floor Position = 146/147*11 | 38 | 42 | 38 | 38 | 42 | 38
Room XRM001 on Floor Ground Floor in Site ROTHERHAM MTX | 261756.00 W | 304000.00 W | 86 % | 147 | 9 | Occupied | 5 | 39 % | 1.319 m² | Rack 147*13, Floor Position = 147*13 | 47 | 47 | 47 | 47 | 47 | 47
Room XRM001 on Floor Ground Floor in Site ROTHERHAM MTX | 261756.00 W | 304000.00 W | 86 % | 147 | 9 | Occupied | 5 | 39 % | 1.319 m² | Rack 146/147*03, Floor Position = 146/147*03 | 0 | 46 | 0 | 0 | 29 | 0
Room XRM001 on Floor Ground Floor in Site ROTHERHAM MTX | 261756.00 W | 304000.00 W | 86 % | 147 | 9 | Occupied | 5 | 39 % | 1.319 m² | Rack 147*01, Floor Position = 147*01 | 47 | 47 | 47 | 47 | 47 | 47
Room XRM001 on Floor Ground Floor in Site ROTHERHAM MTX | 261756.00 W | 304000.00 W | 86 % | 147 | 9 | Reserved | 0 | 0 % | 0.000 m²
Room XRM001 on Floor Ground Floor in Site ROTHERHAM MTX | 261756.00 W | 304000.00 W | 86 % | 148 | 10 | Free | 8 | 86 % | 2.880 m²
Room XRM001 on Floor Ground Floor in Site ROTHERHAM MTX | 261756.00 W | 304000.00 W | 86 % | 148 | 10 | Occupied | 2 | 14 % | 0.480 m² | ODF 148*08, Floor Position = 148*08 | 47 | 47 | 47 | 47 | 47 | 47
Room XRM001 on Floor Ground Floor in Site ROTHERHAM MTX | 261756.00 W | 304000.00 W | 86 % | 148 | 10 | Occupied | 2 | 14 % | 0.480 m² | ODF 148*03, Floor Position = 148*03 | 47 | 47 | 47 | 47 | 47 | 47
Room XRM001 on Floor Ground Floor in Site ROTHERHAM MTX | 261756.00 W | 304000.00 W | 86 % | 148 | 10 | Reserved | 0 | 0 % | 0.000 m²
Room XRM001 on Floor Ground Floor in Site ROTHERHAM MTX | 261756.00 W | 304000.00 W | 86 % | 149 | 10 | Free | 8 | 86 % | 2.880 m²
Room XRM001 on Floor Ground Floor in Site ROTHERHAM MTX | 261756.00 W | 304000.00 W | 86 % | 149 | 10 | Occupied | 2 | 14 % | 0.480 m² | ODF 149*08, Floor Position = 149*08 | 47 | 47 | 47 | 47 | 47 | 47
Room XRM001 on Floor Ground Floor in Site ROTHERHAM MTX | 261756.00 W | 304000.00 W | 86 % | 149 | 10 | Occupied | 2 | 14 % | 0.480 m² | ODF 149*03, Floor Position = 149*03 | 47 | 47 | 47 | 47 | 47 | 47
Room XRM001 on Floor Ground Floor in Site ROTHERHAM MTX | 261756.00 W | 304000.00 W | 86 % | 149 | 10 | Reserved | 0 | 0 % | 0.000 m²
Room XRM001 on Floor Ground Floor in Site ROTHERHAM MTX | 261756.00 W | 304000.00 W | 86 % | 150 | 10 | Free | 10 | 100 % | 3.360 m²
Room XRM001 on Floor Ground Floor in Site ROTHERHAM MTX | 261756.00 W | 304000.00 W | 86 % | 150 | 10 | Occupied | 0 | 0 % | 0.000 m²
Room XRM001 on Floor Ground Floor in Site ROTHERHAM MTX | 261756.00 W | 304000.00 W | 86 % | 150 | 10 | Reserved | 0 | 0 % | 0.000 m²
Room XRM001 on Floor Ground Floor in Site ROTHERHAM MTX | 261756.00 W | 304000.00 W | 86 % | 151 | 10 | Free | 10 | 100 % | 3.360 m²
Room XRM001 on Floor Ground Floor in Site ROTHERHAM MTX | 261756.00 W | 304000.00 W | 86 % | 151 | 10 | Occupied | 0 | 0 % | 0.000 m²
Room XRM001 on Floor Ground Floor in Site ROTHERHAM MTX | 261756.00 W | 304000.00 W | 86 % | 151 | 10 | Reserved | 0 | 0 % | 0.000 m²
Room XRM001 on Floor Ground Floor in Site ROTHERHAM MTX | 261756.00 W | 304000.00 W | 86 % | 152 | 10 | Free | 3 | 48 % | 2.408 m²
Room XRM001 on Floor Ground Floor in Site ROTHERHAM MTX | 261756.00 W | 304000.00 W | 86 % | 152 | 10 | Occupied | 7 | 52 % | 2.636 m² | Rack 152/153*01, Floor Position = 152/153*01 | 43 | 47 | 42 | 39 | 47 | 39
Room XRM001 on Floor Ground Floor in Site ROTHERHAM MTX | 261756.00 W | 304000.00 W | 86 % | 152 | 10 | Occupied | 7 | 52 % | 2.636 m² | Rack 152/153*03, Floor Position = 152/153*03 | 17 | 46 | 17 | 4 | 46 | 4
Room XRM001 on Floor Ground Floor in Site ROTHERHAM MTX | 261756.00 W | 304000.00 W | 86 % | 152 | 10 | Occupied | 7 | 52 % | 2.636 m² | Rack 152/153*04, Floor Position = 152/153*04 | 35 | 41 | 35 | 35 | 41 | 35
Room XRM001 on Floor Ground Floor in Site ROTHERHAM MTX | 261756.00 W | 304000.00 W | 86 % | 152 | 10 | Occupied | 7 | 52 % | 2.636 m² | Rack 152/153*07, Floor Position = 152/153*07 | 14 | 40 | 14 | 5 | 40 | 5
Room XRM001 on Floor Ground Floor in Site ROTHERHAM MTX | 261756.00 W | 304000.00 W | 86 % | 152 | 10 | Occupied | 7 | 52 % | 2.636 m² | Rack 152/153*05, Floor Position = 152/153*05 | 18 | 40 | 18 | 5 | 40 | 5
Room XRM001 on Floor Ground Floor in Site ROTHERHAM MTX | 261756.00 W | 304000.00 W | 86 % | 152 | 10 | Occupied | 7 | 52 % | 2.636 m² | Rack 152/153*13, Floor Position = 152/153*13 | 25 | 47 | 24 | 20 | 47 | 19
Room XRM001 on Floor Ground Floor in Site ROTHERHAM MTX | 261756.00 W | 304000.00 W | 86 % | 152 | 10 | Occupied | 7 | 52 % | 2.636 m² | Rack 152/153*12, Floor Position = 152/153*12 | 40 | 41 | 40 | 40 | 41 | 40
Room XRM001 on Floor Ground Floor in Site ROTHERHAM MTX | 261756.00 W | 304000.00 W | 86 % | 152 | 10 | Reserved | 0 | 0 % | 0.000 m²
Room XRM001 on Floor Ground Floor in Site ROTHERHAM MTX | 261756.00 W | 304000.00 W | 86 % | 153 | 10 | Free | 3 | 38 % | 1.923 m²
Room XRM001 on Floor Ground Floor in Site ROTHERHAM MTX | 261756.00 W | 304000.00 W | 86 % | 153 | 10 | Occupied | 7 | 62 % | 3.120 m² | Rack 152/153*13, Floor Position = 152/153*13 | 25 | 47 | 24 | 20 | 47 | 19
Room XRM001 on Floor Ground Floor in Site ROTHERHAM MTX | 261756.00 W | 304000.00 W | 86 % | 153 | 10 | Occupied | 7 | 62 % | 3.120 m² | Rack 152/153*12, Floor Position = 152/153*12 | 40 | 41 | 40 | 40 | 41 | 40
Room XRM001 on Floor Ground Floor in Site ROTHERHAM MTX | 261756.00 W | 304000.00 W | 86 % | 153 | 10 | Occupied | 7 | 62 % | 3.120 m² | Rack 152/153*07, Floor Position = 152/153*07 | 14 | 40 | 14 | 5 | 40 | 5
Room XRM001 on Floor Ground Floor in Site ROTHERHAM MTX | 261756.00 W | 304000.00 W | 86 % | 153 | 10 | Occupied | 7 | 62 % | 3.120 m² | Rack 152/153*05, Floor Position = 152/153*05 | 18 | 40 | 18 | 5 | 40 | 5
Room XRM001 on Floor Ground Floor in Site ROTHERHAM MTX | 261756.00 W | 304000.00 W | 86 % | 153 | 10 | Occupied | 7 | 62 % | 3.120 m² | Rack 152/153*01, Floor Position = 152/153*01 | 43 | 47 | 42 | 39 | 47 | 39
Room XRM001 on Floor Ground Floor in Site ROTHERHAM MTX | 261756.00 W | 304000.00 W | 86 % | 153 | 10 | Occupied | 7 | 62 % | 3.120 m² | Rack 152/153*03, Floor Position = 152/153*03 | 17 | 46 | 17 | 4 | 46 | 4
Room XRM001 on Floor Ground Floor in Site ROTHERHAM MTX | 261756.00 W | 304000.00 W | 86 % | 153 | 10 | Occupied | 7 | 62 % | 3.120 m² | Rack 152/153*04, Floor Position = 152/153*04 | 35 | 41 | 35 | 35 | 41 | 35
Room XRM001 on Floor Ground Floor in Site ROTHERHAM MTX | 261756.00 W | 304000.00 W | 86 % | 153 | 10 | Reserved | 0 | 0 % | 0.000 m²
Room XRM001 on Floor Ground Floor in Site ROTHERHAM MTX | 261756.00 W | 304000.00 W | 86 % | 154 | 10 | Free | 1 | 14 % | 0.480 m²
Room XRM001 on Floor Ground Floor in Site ROTHERHAM MTX | 261756.00 W | 304000.00 W | 86 % | 154 | 10 | Occupied | 9 | 86 % | 2.880 m² | Rack 154/155*12, Floor Position = 154/155*12 | 33 | 30 | 29 | 22 | 22 | 21
Room XRM001 on Floor Ground Floor in Site ROTHERHAM MTX | 261756.00 W | 304000.00 W | 86 % | 154 | 10 | Occupied | 9 | 86 % | 2.880 m² | Rack 154/155*05, Floor Position = 154/155*05 | 17 | 46 | 16 | 10 | 46 | 10
Room XRM001 on Floor Ground Floor in Site ROTHERHAM MTX | 261756.00 W | 304000.00 W | 86 % | 154 | 10 | Occupied | 9 | 86 % | 2.880 m² | Rack 154/155*07, Floor Position = 154/155*07 | 17 | 46 | 16 | 10 | 46 | 10
Room XRM001 on Floor Ground Floor in Site ROTHERHAM MTX | 261756.00 W | 304000.00 W | 86 % | 154 | 10 | Occupied | 9 | 86 % | 2.880 m² | Rack 154/155*08, Floor Position = 154/155*08 | 17 | 46 | 16 | 10 | 46 | 10
Room XRM001 on Floor Ground Floor in Site ROTHERHAM MTX | 261756.00 W | 304000.00 W | 86 % | 154 | 10 | Occupied | 9 | 86 % | 2.880 m² | Rack 154/155*09, Floor Position = 154/155*09 | 26 | 46 | 25 | 19 | 46 | 19
Room XRM001 on Floor Ground Floor in Site ROTHERHAM MTX | 261756.00 W | 304000.00 W | 86 % | 154 | 10 | Occupied | 9 | 86 % | 2.880 m² | Rack 154/155*10, Floor Position = 154/155*10 | 17 | 46 | 16 | 10 | 46 | 10
Room XRM001 on Floor Ground Floor in Site ROTHERHAM MTX | 261756.00 W | 304000.00 W | 86 % | 154 | 10 | Occupied | 9 | 86 % | 2.880 m² | Rack 154/155*01, Floor Position = 154/155*01 | 17 | 46 | 16 | 10 | 46 | 10
Room XRM001 on Floor Ground Floor in Site ROTHERHAM MTX | 261756.00 W | 304000.00 W | 86 % | 154 | 10 | Occupied | 9 | 86 % | 2.880 m² | Rack 154/155*02, Floor Position = 154/155*02 | 17 | 46 | 16 | 10 | 46 | 10
Room XRM001 on Floor Ground Floor in Site ROTHERHAM MTX | 261756.00 W | 304000.00 W | 86 % | 154 | 10 | Occupied | 9 | 86 % | 2.880 m² | Rack 154/155*04, Floor Position = 154/155*04 | 17 | 46 | 16 | 10 | 46 | 10
Room XRM001 on Floor Ground Floor in Site ROTHERHAM MTX | 261756.00 W | 304000.00 W | 86 % | 154 | 10 | Reserved | 0 | 0 % | 0.000 m²
Room XRM001 on Floor Ground Floor in Site ROTHERHAM MTX | 261756.00 W | 304000.00 W | 86 % | 155 | 10 | Free | 1 | 14 % | 0.480 m²
Room XRM001 on Floor Ground Floor in Site ROTHERHAM MTX | 261756.00 W | 304000.00 W | 86 % | 155 | 10 | Occupied | 9 | 86 % | 2.880 m² | Rack 154/155*12, Floor Position = 154/155*12 | 33 | 30 | 29 | 22 | 22 | 21
Room XRM001 on Floor Ground Floor in Site ROTHERHAM MTX | 261756.00 W | 304000.00 W | 86 % | 155 | 10 | Occupied | 9 | 86 % | 2.880 m² | Rack 154/155*07, Floor Position = 154/155*07 | 17 | 46 | 16 | 10 | 46 | 10
Room XRM001 on Floor Ground Floor in Site ROTHERHAM MTX | 261756.00 W | 304000.00 W | 86 % | 155 | 10 | Occupied | 9 | 86 % | 2.880 m² | Rack 154/155*05, Floor Position = 154/155*05 | 17 | 46 | 16 | 10 | 46 | 10
Room XRM001 on Floor Ground Floor in Site ROTHERHAM MTX | 261756.00 W | 304000.00 W | 86 % | 155 | 10 | Occupied | 9 | 86 % | 2.880 m² | Rack 154/155*08, Floor Position = 154/155*08 | 17 | 46 | 16 | 10 | 46 | 10
Room XRM001 on Floor Ground Floor in Site ROTHERHAM MTX | 261756.00 W | 304000.00 W | 86 % | 155 | 10 | Occupied | 9 | 86 % | 2.880 m² | Rack 154/155*10, Floor Position = 154/155*10 | 17 | 46 | 16 | 10 | 46 | 10
Room XRM001 on Floor Ground Floor in Site ROTHERHAM MTX | 261756.00 W | 304000.00 W | 86 % | 155 | 10 | Occupied | 9 | 86 % | 2.880 m² | Rack 154/155*09, Floor Position = 154/155*09 | 26 | 46 | 25 | 19 | 46 | 19
Room XRM001 on Floor Ground Floor in Site ROTHERHAM MTX | 261756.00 W | 304000.00 W | 86 % | 155 | 10 | Occupied | 9 | 86 % | 2.880 m² | Rack 154/155*01, Floor Position = 154/155*01 | 17 | 46 | 16 | 10 | 46 | 10
Room XRM001 on Floor Ground Floor in Site ROTHERHAM MTX | 261756.00 W | 304000.00 W | 86 % | 155 | 10 | Occupied | 9 | 86 % | 2.880 m² | Rack 154/155*02, Floor Position = 154/155*02 | 17 | 46 | 16 | 10 | 46 | 10
Room XRM001 on Floor Ground Floor in Site ROTHERHAM MTX | 261756.00 W | 304000.00 W | 86 % | 155 | 10 | Occupied | 9 | 86 % | 2.880 m² | Rack 154/155*04, Floor Position = 154/155*04 | 17 | 46 | 16 | 10 | 46 | 10
Room XRM001 on Floor Ground Floor in Site ROTHERHAM MTX | 261756.00 W | 304000.00 W | 86 % | 155 | 10 | Reserved | 0 | 0 % | 0.000 m²
Room XRM001 on Floor Ground Floor in Site ROTHERHAM MTX | 261756.00 W | 304000.00 W | 86 % | 156 | 13 | Free | 5 | 43 % | 1.440 m²
Room XRM001 on Floor Ground Floor in Site ROTHERHAM MTX | 261756.00 W | 304000.00 W | 86 % | 156 | 13 | Occupied | 8 | 57 % | 1.920 m² | Rack 156*01, Floor Position = 156*01 | 44 | 47 | 44 | 44 | 47 | 44
Room XRM001 on Floor Ground Floor in Site ROTHERHAM MTX | 261756.00 W | 304000.00 W | 86 % | 156 | 13 | Occupied | 8 | 57 % | 1.920 m² | Rack 156/157*03, Floor Position = 156/157*03 | 46 | 47 | 46 | 46 | 47 | 46
Room XRM001 on Floor Ground Floor in Site ROTHERHAM MTX | 261756.00 W | 304000.00 W | 86 % | 156 | 13 | Occupied | 8 | 57 % | 1.920 m² | Rack 156/157*04, Floor Position = 156/157*04 | 46 | 47 | 46 | 46 | 47 | 46
Room XRM001 on Floor Ground Floor in Site ROTHERHAM MTX | 261756.00 W | 304000.00 W | 86 % | 156 | 13 | Occupied | 8 | 57 % | 1.920 m² | Rack 156/157*02, Floor Position = 156/157*02 | 10 | 47 | 10 | 10 | 47 | 10
Room XRM001 on Floor Ground Floor in Site ROTHERHAM MTX | 261756.00 W | 304000.00 W | 86 % | 156 | 13 | Occupied | 8 | 57 % | 1.920 m² | Rack 156/157*09, Floor Position = 156/157*09 | 38 | 47 | 38 | 38 | 47 | 38
Room XRM001 on Floor Ground Floor in Site ROTHERHAM MTX | 261756.00 W | 304000.00 W | 86 % | 156 | 13 | Occupied | 8 | 57 % | 1.920 m² | Rack 156/157*07, Floor Position = 156/157*07 | 46 | 47 | 46 | 46 | 47 | 46
Room XRM001 on Floor Ground Floor in Site ROTHERHAM MTX | 261756.00 W | 304000.00 W | 86 % | 156 | 13 | Occupied | 8 | 57 % | 1.920 m² | Rack 156/157*05, Floor Position = 156/157*05 | 17 | 47 | 17 | 17 | 47 | 17
Room XRM001 on Floor Ground Floor in Site ROTHERHAM MTX | 261756.00 W | 304000.00 W | 86 % | 156 | 13 | Occupied | 8 | 57 % | 1.920 m² | Rack 156/157*06, Floor Position = 156/157*06 | 46 | 47 | 46 | 46 | 47 | 46
Room XRM001 on Floor Ground Floor in Site ROTHERHAM MTX | 261756.00 W | 304000.00 W | 86 % | 156 | 13 | Reserved | 0 | 0 % | 0.000 m²
Room XRM001 on Floor Ground Floor in Site ROTHERHAM MTX | 261756.00 W | 304000.00 W | 86 % | 157 | 13 | Free | 5 | 43 % | 1.440 m²
Room XRM001 on Floor Ground Floor in Site ROTHERHAM MTX | 261756.00 W | 304000.00 W | 86 % | 157 | 13 | Occupied | 8 | 57 % | 1.920 m² | Rack 157*01, Floor Position = 157*01 | 44 | 47 | 44 | 44 | 47 | 44
Room XRM001 on Floor Ground Floor in Site ROTHERHAM MTX | 261756.00 W | 304000.00 W | 86 % | 157 | 13 | Occupied | 8 | 57 % | 1.920 m² | Rack 156/157*02, Floor Position = 156/157*02 | 10 | 47 | 10 | 10 | 47 | 10
Room XRM001 on Floor Ground Floor in Site ROTHERHAM MTX | 261756.00 W | 304000.00 W | 86 % | 157 | 13 | Occupied | 8 | 57 % | 1.920 m² | Rack 156/157*03, Floor Position = 156/157*03 | 46 | 47 | 46 | 46 | 47 | 46
Room XRM001 on Floor Ground Floor in Site ROTHERHAM MTX | 261756.00 W | 304000.00 W | 86 % | 157 | 13 | Occupied | 8 | 57 % | 1.920 m² | Rack 156/157*04, Floor Position = 156/157*04 | 46 | 47 | 46 | 46 | 47 | 46
Room XRM001 on Floor Ground Floor in Site ROTHERHAM MTX | 261756.00 W | 304000.00 W | 86 % | 157 | 13 | Occupied | 8 | 57 % | 1.920 m² | Rack 156/157*09, Floor Position = 156/157*09 | 38 | 47 | 38 | 38 | 47 | 38
Room XRM001 on Floor Ground Floor in Site ROTHERHAM MTX | 261756.00 W | 304000.00 W | 86 % | 157 | 13 | Occupied | 8 | 57 % | 1.920 m² | Rack 156/157*05, Floor Position = 156/157*05 | 17 | 47 | 17 | 17 | 47 | 17
Room XRM001 on Floor Ground Floor in Site ROTHERHAM MTX | 261756.00 W | 304000.00 W | 86 % | 157 | 13 | Occupied | 8 | 57 % | 1.920 m² | Rack 156/157*06, Floor Position = 156/157*06 | 46 | 47 | 46 | 46 | 47 | 46
Room XRM001 on Floor Ground Floor in Site ROTHERHAM MTX | 261756.00 W | 304000.00 W | 86 % | 157 | 13 | Occupied | 8 | 57 % | 1.920 m² | Rack 156/157*07, Floor Position = 156/157*07 | 46 | 47 | 46 | 46 | 47 | 46
Room XRM001 on Floor Ground Floor in Site ROTHERHAM MTX | 261756.00 W | 304000.00 W | 86 % | 157 | 13 | Reserved | 0 | 0 % | 0.000 m²
Room XRM001 on Floor Ground Floor in Site ROTHERHAM MTX | 261756.00 W | 304000.00 W | 86 % | 158 | 12 | Free | 3 | 23 % | 0.768 m²
Room XRM001 on Floor Ground Floor in Site ROTHERHAM MTX | 261756.00 W | 304000.00 W | 86 % | 158 | 12 | Occupied | 9 | 77 % | 2.592 m² | Rack 158*04, Floor Position = 158*04 | 45 | 45 | 45 | 45 | 45 | 45
Room XRM001 on Floor Ground Floor in Site ROTHERHAM MTX | 261756.00 W | 304000.00 W | 86 % | 158 | 12 | Occupied | 9 | 77 % | 2.592 m² | Rack 158*01, Floor Position = 158*01 | 45 | 45 | 45 | 45 | 45 | 45
Room XRM001 on Floor Ground Floor in Site ROTHERHAM MTX | 261756.00 W | 304000.00 W | 86 % | 158 | 12 | Occupied | 9 | 77 % | 2.592 m² | Rack 158*03, Floor Position = 158*03 | 45 | 45 | 45 | 45 | 45 | 45
Room XRM001 on Floor Ground Floor in Site ROTHERHAM MTX | 261756.00 W | 304000.00 W | 86 % | 158 | 12 | Occupied | 9 | 77 % | 2.592 m² | Rack 158*02, Floor Position = 158*02 | 45 | 45 | 45 | 45 | 45 | 45
Room XRM001 on Floor Ground Floor in Site ROTHERHAM MTX | 261756.00 W | 304000.00 W | 86 % | 158 | 12 | Occupied | 9 | 77 % | 2.592 m² | Rack 158*07, Floor Position = 158*07 | 45 | 45 | 45 | 45 | 45 | 45
Room XRM001 on Floor Ground Floor in Site ROTHERHAM MTX | 261756.00 W | 304000.00 W | 86 % | 158 | 12 | Occupied | 9 | 77 % | 2.592 m² | Rack 158*06, Floor Position = 158*06 | 45 | 45 | 45 | 45 | 45 | 45
Room XRM001 on Floor Ground Floor in Site ROTHERHAM MTX | 261756.00 W | 304000.00 W | 86 % | 158 | 12 | Occupied | 9 | 77 % | 2.592 m² | Rack 158*05, Floor Position = 158*05 | 45 | 45 | 45 | 45 | 45 | 45
Room XRM001 on Floor Ground Floor in Site ROTHERHAM MTX | 261756.00 W | 304000.00 W | 86 % | 158 | 12 | Occupied | 9 | 77 % | 2.592 m² | Rack 158*09, Floor Position = 158*09 | 45 | 45 | 45 | 45 | 45 | 45
Room XRM001 on Floor Ground Floor in Site ROTHERHAM MTX | 261756.00 W | 304000.00 W | 86 % | 158 | 12 | Occupied | 9 | 77 % | 2.592 m² | Rack 158*08, Floor Position = 158*08 | 45 | 45 | 45 | 45 | 45 | 45
Room XRM001 on Floor Ground Floor in Site ROTHERHAM MTX | 261756.00 W | 304000.00 W | 86 % | 158 | 12 | Reserved | 0 | 0 % | 0.000 m²
Room XRM001 on Floor Ground Floor in Site ROTHERHAM MTX | 261756.00 W | 304000.00 W | 86 % | 159 | 12 | Free | 3 | 23 % | 0.768 m²
Room XRM001 on Floor Ground Floor in Site ROTHERHAM MTX | 261756.00 W | 304000.00 W | 86 % | 159 | 12 | Occupied | 9 | 77 % | 2.592 m² | Rack 159*04, Floor Position = 159*04 | 27 | 45 | 27 | 26 | 45 | 26
Room XRM001 on Floor Ground Floor in Site ROTHERHAM MTX | 261756.00 W | 304000.00 W | 86 % | 159 | 12 | Occupied | 9 | 77 % | 2.592 m² | Rack 159*01, Floor Position = 159*01 | 27 | 45 | 27 | 26 | 45 | 26
Room XRM001 on Floor Ground Floor in Site ROTHERHAM MTX | 261756.00 W | 304000.00 W | 86 % | 159 | 12 | Occupied | 9 | 77 % | 2.592 m² | Rack 159*03, Floor Position = 159*03 | 27 | 45 | 27 | 26 | 45 | 26
Room XRM001 on Floor Ground Floor in Site ROTHERHAM MTX | 261756.00 W | 304000.00 W | 86 % | 159 | 12 | Occupied | 9 | 77 % | 2.592 m² | Rack 159*02, Floor Position = 159*02 | 3 | 43 | 3 | 2 | 22 | 2
Room XRM001 on Floor Ground Floor in Site ROTHERHAM MTX | 261756.00 W | 304000.00 W | 86 % | 159 | 12 | Occupied | 9 | 77 % | 2.592 m² | Rack 159*07, Floor Position = 159*07 | 27 | 45 | 27 | 26 | 45 | 26
Room XRM001 on Floor Ground Floor in Site ROTHERHAM MTX | 261756.00 W | 304000.00 W | 86 % | 159 | 12 | Occupied | 9 | 77 % | 2.592 m² | Rack 159*06, Floor Position = 159*06 | 27 | 45 | 27 | 26 | 45 | 26
Room XRM001 on Floor Ground Floor in Site ROTHERHAM MTX | 261756.00 W | 304000.00 W | 86 % | 159 | 12 | Occupied | 9 | 77 % | 2.592 m² | Rack 159*05, Floor Position = 159*05 | 27 | 45 | 27 | 26 | 45 | 26
Room XRM001 on Floor Ground Floor in Site ROTHERHAM MTX | 261756.00 W | 304000.00 W | 86 % | 159 | 12 | Occupied | 9 | 77 % | 2.592 m² | Rack 159*09, Floor Position = 159*09 | 27 | 45 | 27 | 26 | 45 | 26
Room XRM001 on Floor Ground Floor in Site ROTHERHAM MTX | 261756.00 W | 304000.00 W | 86 % | 159 | 12 | Occupied | 9 | 77 % | 2.592 m² | Rack 159*08, Floor Position = 159*08 | 27 | 45 | 27 | 26 | 45 | 26
Room XRM001 on Floor Ground Floor in Site ROTHERHAM MTX | 261756.00 W | 304000.00 W | 86 % | 159 | 12 | Reserved | 0 | 0 % | 0.000 m²
Room XRM001 on Floor Ground Floor in Site ROTHERHAM MTX | 261756.00 W | 304000.00 W | 86 % | 160 | 14 | Free | 8 | 57 % | 1.920 m²
Room XRM001 on Floor Ground Floor in Site ROTHERHAM MTX | 261756.00 W | 304000.00 W | 86 % | 160 | 14 | Occupied | 6 | 43 % | 1.440 m² | Rack 160/161*01, Floor Position = 160/161*01 | 47 | 47 | 47 | 47 | 47 | 47
Room XRM001 on Floor Ground Floor in Site ROTHERHAM MTX | 261756.00 W | 304000.00 W | 86 % | 160 | 14 | Occupied | 6 | 43 % | 1.440 m² | Rack 160/161*03, Floor Position = 160/161*03 | 42 | 46 | 42 | 42 | 46 | 42
Room XRM001 on Floor Ground Floor in Site ROTHERHAM MTX | 261756.00 W | 304000.00 W | 86 % | 160 | 14 | Occupied | 6 | 43 % | 1.440 m² | Rack 160/161*02, Floor Position = 160/161*02 | 42 | 46 | 42 | 42 | 46 | 42
Room XRM001 on Floor Ground Floor in Site ROTHERHAM MTX | 261756.00 W | 304000.00 W | 86 % | 160 | 14 | Occupied | 6 | 43 % | 1.440 m² | Rack 160/161*05, Floor Position = 160/161*05 | 42 | 46 | 42 | 42 | 46 | 42
Room XRM001 on Floor Ground Floor in Site ROTHERHAM MTX | 261756.00 W | 304000.00 W | 86 % | 160 | 14 | Occupied | 6 | 43 % | 1.440 m² | Rack 160/161*06, Floor Position = 160/161*06 | 42 | 46 | 42 | 42 | 46 | 42
Room XRM001 on Floor Ground Floor in Site ROTHERHAM MTX | 261756.00 W | 304000.00 W | 86 % | 160 | 14 | Occupied | 6 | 43 % | 1.440 m² | Rack 160/161*08, Floor Position = 160/161*08 | 37 | 46 | 37 | 37 | 46 | 37
Room XRM001 on Floor Ground Floor in Site ROTHERHAM MTX | 261756.00 W | 304000.00 W | 86 % | 160 | 14 | Reserved | 0 | 0 % | 0.000 m²
Room XRM001 on Floor Ground Floor in Site ROTHERHAM MTX | 261756.00 W | 304000.00 W | 86 % | 161 | 14 | Free | 6 | 43 % | 1.440 m²
Room XRM001 on Floor Ground Floor in Site ROTHERHAM MTX | 261756.00 W | 304000.00 W | 86 % | 161 | 14 | Occupied | 8 | 57 % | 1.920 m² | Rack 161*12, Floor Position = 161*12 | 34 | 37 | 34 | 34 | 37 | 34
Room XRM001 on Floor Ground Floor in Site ROTHERHAM MTX | 261756.00 W | 304000.00 W | 86 % | 161 | 14 | Occupied | 8 | 57 % | 1.920 m² | Rack 161*14, Floor Position = 161*14 | 34 | 37 | 34 | 34 | 37 | 34
Room XRM001 on Floor Ground Floor in Site ROTHERHAM MTX | 261756.00 W | 304000.00 W | 86 % | 161 | 14 | Occupied | 8 | 57 % | 1.920 m² | Rack 160/161*01, Floor Position = 160/161*01 | 47 | 47 | 47 | 47 | 47 | 47
Room XRM001 on Floor Ground Floor in Site ROTHERHAM MTX | 261756.00 W | 304000.00 W | 86 % | 161 | 14 | Occupied | 8 | 57 % | 1.920 m² | Rack 160/161*03, Floor Position = 160/161*03 | 42 | 46 | 42 | 42 | 46 | 42
Room XRM001 on Floor Ground Floor in Site ROTHERHAM MTX | 261756.00 W | 304000.00 W | 86 % | 161 | 14 | Occupied | 8 | 57 % | 1.920 m² | Rack 160/161*02, Floor Position = 160/161*02 | 42 | 46 | 42 | 42 | 46 | 42
Room XRM001 on Floor Ground Floor in Site ROTHERHAM MTX | 261756.00 W | 304000.00 W | 86 % | 161 | 14 | Occupied | 8 | 57 % | 1.920 m² | Rack 160/161*05, Floor Position = 160/161*05 | 42 | 46 | 42 | 42 | 46 | 42
Room XRM001 on Floor Ground Floor in Site ROTHERHAM MTX | 261756.00 W | 304000.00 W | 86 % | 161 | 14 | Occupied | 8 | 57 % | 1.920 m² | Rack 160/161*06, Floor Position = 160/161*06 | 42 | 46 | 42 | 42 | 46 | 42
Room XRM001 on Floor Ground Floor in Site ROTHERHAM MTX | 261756.00 W | 304000.00 W | 86 % | 161 | 14 | Occupied | 8 | 57 % | 1.920 m² | Rack 160/161*08, Floor Position = 160/161*08 | 37 | 46 | 37 | 37 | 46 | 37
Room XRM001 on Floor Ground Floor in Site ROTHERHAM MTX | 261756.00 W | 304000.00 W | 86 % | 161 | 14 | Reserved | 0 | 0 % | 0.000 m²
Room XRM001 on Floor Ground Floor in Site ROTHERHAM MTX | 261756.00 W | 304000.00 W | 86 % | 162 | 11 | Free | 8 | 79 % | 2.640 m²
Room XRM001 on Floor Ground Floor in Site ROTHERHAM MTX | 261756.00 W | 304000.00 W | 86 % | 162 | 11 | Occupied | 3 | 21 % | 0.720 m² | Rack 162*09, Floor Position = 162*09 | 1 | 46 | 1 | 1 | 46 | 1
Room XRM001 on Floor Ground Floor in Site ROTHERHAM MTX | 261756.00 W | 304000.00 W | 86 % | 162 | 11 | Occupied | 3 | 21 % | 0.720 m² | Rack 162/163*14, Floor Position = 162/163*14 | 47 | 47 | 47 | 47 | 47 | 47
Room XRM001 on Floor Ground Floor in Site ROTHERHAM MTX | 261756.00 W | 304000.00 W | 86 % | 162 | 11 | Reserved | 0 | 0 % | 0.000 m²
Room XRM001 on Floor Ground Floor in Site ROTHERHAM MTX | 261756.00 W | 304000.00 W | 86 % | 163 | 11 | Free | 8 | 86 % | 2.880 m²
Room XRM001 on Floor Ground Floor in Site ROTHERHAM MTX | 261756.00 W | 304000.00 W | 86 % | 163 | 11 | Occupied | 3 | 14 % | 0.480 m² | Rack 162*09, Floor Position = 162*09 | 1 | 46 | 1 | 1 | 46 | 1
Room XRM001 on Floor Ground Floor in Site ROTHERHAM MTX | 261756.00 W | 304000.00 W | 86 % | 163 | 11 | Occupied | 3 | 14 % | 0.480 m² | Rack 162/163*14, Floor Position = 162/163*14 | 47 | 47 | 47 | 47 | 47 | 47
Room XRM001 on Floor Ground Floor in Site ROTHERHAM MTX | 261756.00 W | 304000.00 W | 86 % | 163 | 11 | Reserved | 0 | 0 % | 0.000 m²
Room XRM001 on Floor Ground Floor in Site ROTHERHAM MTX | 261756.00 W | 304000.00 W | 86 % | 164 | 9 | Free | 9 | 100 % | 8.849 m²
Room XRM001 on Floor Ground Floor in Site ROTHERHAM MTX | 261756.00 W | 304000.00 W | 86 % | 164 | 9 | Occupied | 0 | 0 % | 0.000 m²
Room XRM001 on Floor Ground Floor in Site ROTHERHAM MTX | 261756.00 W | 304000.00 W | 86 % | 164 | 9 | Reserved | 0 | 0 % | 0.000 m²
Room XRM001 on Floor Ground Floor in Site ROTHERHAM MTX | 261756.00 W | 304000.00 W | 86 % | 165 | 9 | Free | 9 | 100 % | 8.849 m²
Room XRM001 on Floor Ground Floor in Site ROTHERHAM MTX | 261756.00 W | 304000.00 W | 86 % | 165 | 9 | Occupied | 0 | 0 % | 0.000 m²
Room XRM001 on Floor Ground Floor in Site ROTHERHAM MTX | 261756.00 W | 304000.00 W | 86 % | 165 | 9 | Reserved | 0 | 0 % | 0.000 m²
Room XRM001 on Floor Ground Floor in Site ROTHERHAM MTX | 261756.00 W | 304000.00 W | 86 % | 172 | 14 | Free | 14 | 100 % | 3.360 m²
Room XRM001 on Floor Ground Floor in Site ROTHERHAM MTX | 261756.00 W | 304000.00 W | 86 % | 172 | 14 | Occupied | 0 | 0 % | 0.000 m²
Room XRM001 on Floor Ground Floor in Site ROTHERHAM MTX | 261756.00 W | 304000.00 W | 86 % | 172 | 14 | Reserved | 0 | 0 % | 0.000 m²
Room XRM001 on Floor Ground Floor in Site ROTHERHAM MTX | 261756.00 W | 304000.00 W | 86 % | 173 | 14 | Free | 14 | 100 % | 3.360 m²
Room XRM001 on Floor Ground Floor in Site ROTHERHAM MTX | 261756.00 W | 304000.00 W | 86 % | 173 | 14 | Occupied | 0 | 0 % | 0.000 m²
Room XRM001 on Floor Ground Floor in Site ROTHERHAM MTX | 261756.00 W | 304000.00 W | 86 % | 173 | 14 | Reserved | 0 | 0 % | 0.000 m²
Room XRM001 on Floor Ground Floor in Site ROTHERHAM MTX | 261756.00 W | 304000.00 W | 86 % | 174 | 10 | Free | 10 | 100 % | 3.200 m²
Room XRM001 on Floor Ground Floor in Site ROTHERHAM MTX | 261756.00 W | 304000.00 W | 86 % | 174 | 10 | Occupied | 0 | 0 % | 0.000 m²
Room XRM001 on Floor Ground Floor in Site ROTHERHAM MTX | 261756.00 W | 304000.00 W | 86 % | 174 | 10 | Reserved | 0 | 0 % | 0.000 m²
Room XRM001 on Floor Ground Floor in Site ROTHERHAM MTX | 261756.00 W | 304000.00 W | 86 % | 175 | 10 | Free | 10 | 100 % | 3.200 m²
Room XRM001 on Floor Ground Floor in Site ROTHERHAM MTX | 261756.00 W | 304000.00 W | 86 % | 175 | 10 | Occupied | 0 | 0 % | 0.000 m²
Room XRM001 on Floor Ground Floor in Site ROTHERHAM MTX | 261756.00 W | 304000.00 W | 86 % | 175 | 10 | Reserved | 0 | 0 % | 0.000 m²
Room XRM001 on Floor Ground Floor in Site ROTHERHAM MTX | 261756.00 W | 304000.00 W | 86 % | 176 | 10 | Free | 10 | 100 % | 3.360 m²
Room XRM001 on Floor Ground Floor in Site ROTHERHAM MTX | 261756.00 W | 304000.00 W | 86 % | 176 | 10 | Occupied | 0 | 0 % | 0.000 m²
Room XRM001 on Floor Ground Floor in Site ROTHERHAM MTX | 261756.00 W | 304000.00 W | 86 % | 176 | 10 | Reserved | 0 | 0 % | 0.000 m²
Room XRM001 on Floor Ground Floor in Site ROTHERHAM MTX | 261756.00 W | 304000.00 W | 86 % | 177 | 10 | Free | 10 | 100 % | 3.360 m²
Room XRM001 on Floor Ground Floor in Site ROTHERHAM MTX | 261756.00 W | 304000.00 W | 86 % | 177 | 10 | Occupied | 0 | 0 % | 0.000 m²
Room XRM001 on Floor Ground Floor in Site ROTHERHAM MTX | 261756.00 W | 304000.00 W | 86 % | 177 | 10 | Reserved | 0 | 0 % | 0.000 m²
Room XRM001 on Floor Ground Floor in Site ROTHERHAM MTX | 261756.00 W | 304000.00 W | 86 % | 178 | 11 | Free | 6 | 64 % | 3.448 m²
Room XRM001 on Floor Ground Floor in Site ROTHERHAM MTX | 261756.00 W | 304000.00 W | 86 % | 178 | 11 | Occupied | 5 | 36 % | 1.940 m² | Rack 178/179*02, Floor Position = 178/179*02 | 18 | 34 | 14 | 15 | 34 | 13
Room XRM001 on Floor Ground Floor in Site ROTHERHAM MTX | 261756.00 W | 304000.00 W | 86 % | 178 | 11 | Occupied | 5 | 36 % | 1.940 m² | Rack 178/179*01, Floor Position = 178/179*01 | 39 | 41 | 39 | 39 | 41 | 39
Room XRM001 on Floor Ground Floor in Site ROTHERHAM MTX | 261756.00 W | 304000.00 W | 86 % | 178 | 11 | Occupied | 5 | 36 % | 1.940 m² | Rack 178/179*03, Floor Position = 178/179*03 | 19 | 27 | 16 | 12 | 12 | 7
Room XRM001 on Floor Ground Floor in Site ROTHERHAM MTX | 261756.00 W | 304000.00 W | 86 % | 178 | 11 | Occupied | 5 | 36 % | 1.940 m² | Rack 178/179*09, Floor Position = 178/179*09 | 39 | 41 | 39 | 39 | 41 | 39
Room XRM001 on Floor Ground Floor in Site ROTHERHAM MTX | 261756.00 W | 304000.00 W | 86 % | 178 | 11 | Occupied | 5 | 36 % | 1.940 m² | Rack 178/179*10, Floor Position = 178/179*10 | 39 | 41 | 39 | 39 | 41 | 39
Room XRM001 on Floor Ground Floor in Site ROTHERHAM MTX | 261756.00 W | 304000.00 W | 86 % | 178 | 11 | Reserved | 0 | 0 % | 0.000 m²
Room XRM001 on Floor Ground Floor in Site ROTHERHAM MTX | 261756.00 W | 304000.00 W | 86 % | 179 | 11 | Free | 6 | 55 % | 2.988 m²
Room XRM001 on Floor Ground Floor in Site ROTHERHAM MTX | 261756.00 W | 304000.00 W | 86 % | 179 | 11 | Occupied | 5 | 45 % | 2.400 m² | Rack 178/179*09, Floor Position = 178/179*09 | 39 | 41 | 39 | 39 | 41 | 39
Room XRM001 on Floor Ground Floor in Site ROTHERHAM MTX | 261756.00 W | 304000.00 W | 86 % | 179 | 11 | Occupied | 5 | 45 % | 2.400 m² | Rack 178/179*10, Floor Position = 178/179*10 | 39 | 41 | 39 | 39 | 41 | 39
Room XRM001 on Floor Ground Floor in Site ROTHERHAM MTX | 261756.00 W | 304000.00 W | 86 % | 179 | 11 | Occupied | 5 | 45 % | 2.400 m² | Rack 178/179*02, Floor Position = 178/179*02 | 18 | 34 | 14 | 15 | 34 | 13
Room XRM001 on Floor Ground Floor in Site ROTHERHAM MTX | 261756.00 W | 304000.00 W | 86 % | 179 | 11 | Occupied | 5 | 45 % | 2.400 m² | Rack 178/179*03, Floor Position = 178/179*03 | 19 | 27 | 16 | 12 | 12 | 7
Room XRM001 on Floor Ground Floor in Site ROTHERHAM MTX | 261756.00 W | 304000.00 W | 86 % | 179 | 11 | Occupied | 5 | 45 % | 2.400 m² | Rack 178/179*01, Floor Position = 178/179*01 | 39 | 41 | 39 | 39 | 41 | 39
Room XRM001 on Floor Ground Floor in Site ROTHERHAM MTX | 261756.00 W | 304000.00 W | 86 % | 179 | 11 | Reserved | 0 | 0 % | 0.000 m²
Room XRM001 on Floor Ground Floor in Site ROTHERHAM MTX | 261756.00 W | 304000.00 W | 86 % | 180 | 11 | Free | 9 | 80 % | 2.872 m²
Room XRM001 on Floor Ground Floor in Site ROTHERHAM MTX | 261756.00 W | 304000.00 W | 86 % | 180 | 11 | Occupied | 2 | 20 % | 0.720 m² | Rack 180/181*02, Floor Position = 180/181*02 | 23 | 42 | 23 | 23 | 42 | 23
Room XRM001 on Floor Ground Floor in Site ROTHERHAM MTX | 261756.00 W | 304000.00 W | 86 % | 180 | 11 | Occupied | 2 | 20 % | 0.720 m² | Rack 180/181*01, Floor Position = 180/181*01 | 37 | 41 | 37 | 37 | 41 | 37
Room XRM001 on Floor Ground Floor in Site ROTHERHAM MTX | 261756.00 W | 304000.00 W | 86 % | 180 | 11 | Reserved | 0 | 0 % | 0.000 m²
Room XRM001 on Floor Ground Floor in Site ROTHERHAM MTX | 261756.00 W | 304000.00 W | 86 % | 181 | 11 | Free | 9 | 80 % | 2.872 m²
Room XRM001 on Floor Ground Floor in Site ROTHERHAM MTX | 261756.00 W | 304000.00 W | 86 % | 181 | 11 | Occupied | 2 | 20 % | 0.720 m² | Rack 180/181*02, Floor Position = 180/181*02 | 23 | 42 | 23 | 23 | 42 | 23
Room XRM001 on Floor Ground Floor in Site ROTHERHAM MTX | 261756.00 W | 304000.00 W | 86 % | 181 | 11 | Occupied | 2 | 20 % | 0.720 m² | Rack 180/181*01, Floor Position = 180/181*01 | 37 | 41 | 37 | 37 | 41 | 37
Room XRM001 on Floor Ground Floor in Site ROTHERHAM MTX | 261756.00 W | 304000.00 W | 86 % | 181 | 11 | Reserved | 0 | 0 % | 0.000 m²
Room XRM001 on Floor Ground Floor in Site ROTHERHAM MTX | 261756.00 W | 304000.00 W | 86 % | 182 | 11 | Free | 7 | 77 % | 2.762 m²
Room XRM001 on Floor Ground Floor in Site ROTHERHAM MTX | 261756.00 W | 304000.00 W | 86 % | 182 | 11 | Occupied | 4 | 23 % | 0.830 m² | ODF CODF 182*14 (W01), Floor Position = 182*14 | 27 | 47 | 27 | 17 | 47 | 17
Room XRM001 on Floor Ground Floor in Site ROTHERHAM MTX | 261756.00 W | 304000.00 W | 86 % | 182 | 11 | Occupied | 4 | 23 % | 0.830 m² | Rack 182*01, Floor Position = 182*01 | 44 | 47 | 44 | 44 | 47 | 44
Room XRM001 on Floor Ground Floor in Site ROTHERHAM MTX | 261756.00 W | 304000.00 W | 86 % | 182 | 11 | Occupied | 4 | 23 % | 0.830 m² | Rack 182/183*02, Floor Position = 182/183*02 | 9 | 34 | 8 | 6 | 28 | 5
Room XRM001 on Floor Ground Floor in Site ROTHERHAM MTX | 261756.00 W | 304000.00 W | 86 % | 182 | 11 | Reserved | 0 | 0 % | 0.000 m²
Room XRM001 on Floor Ground Floor in Site ROTHERHAM MTX | 261756.00 W | 304000.00 W | 86 % | 183 | 11 | Free | 5 | 54 % | 1.952 m²
Room XRM001 on Floor Ground Floor in Site ROTHERHAM MTX | 261756.00 W | 304000.00 W | 86 % | 183 | 11 | Occupied | 6 | 46 % | 1.640 m² | ODF ODF 183*14 (W01), Floor Position = 183*14 | 46 | 47 | 46 | 37 | 47 | 37
Room XRM001 on Floor Ground Floor in Site ROTHERHAM MTX | 261756.00 W | 304000.00 W | 86 % | 183 | 11 | Occupied | 6 | 46 % | 1.640 m² | ODF 183*12, Floor Position = 183*12 | 42 | 47 | 42 | 35 | 47 | 35
Room XRM001 on Floor Ground Floor in Site ROTHERHAM MTX | 261756.00 W | 304000.00 W | 86 % | 183 | 11 | Occupied | 6 | 46 % | 1.640 m² | ODF 183*11, Floor Position = 183*11 | 47 | 47 | 47 | 47 | 47 | 47
Room XRM001 on Floor Ground Floor in Site ROTHERHAM MTX | 261756.00 W | 304000.00 W | 86 % | 183 | 11 | Occupied | 6 | 46 % | 1.640 m² | ODF 183*09, Floor Position = 183*09 | 47 | 47 | 47 | 47 | 47 | 47
Room XRM001 on Floor Ground Floor in Site ROTHERHAM MTX | 261756.00 W | 304000.00 W | 86 % | 183 | 11 | Occupied | 6 | 46 % | 1.640 m² | Rack 183*01, Floor Position = 183*01 | 44 | 47 | 44 | 44 | 47 | 44
Room XRM001 on Floor Ground Floor in Site ROTHERHAM MTX | 261756.00 W | 304000.00 W | 86 % | 183 | 11 | Occupied | 6 | 46 % | 1.640 m² | Rack 182/183*02, Floor Position = 182/183*02 | 9 | 34 | 8 | 6 | 28 | 5
Room XRM001 on Floor Ground Floor in Site ROTHERHAM MTX | 261756.00 W | 304000.00 W | 86 % | 183 | 11 | Reserved | 0 | 0 % | 0.000 m²
Room XRM001 on Floor Ground Floor in Site ROTHERHAM MTX | 261756.00 W | 304000.00 W | 86 % | 184 | 13 | Free | 4 | 28 % | 1.000 m²
Room XRM001 on Floor Ground Floor in Site ROTHERHAM MTX | 261756.00 W | 304000.00 W | 86 % | 184 | 13 | Occupied | 9 | 72 % | 2.592 m² | Rack 184*08, Floor Position = 184*08 | 45 | 45 | 45 | 45 | 45 | 45
Room XRM001 on Floor Ground Floor in Site ROTHERHAM MTX | 261756.00 W | 304000.00 W | 86 % | 184 | 13 | Occupied | 9 | 72 % | 2.592 m² | Rack 184*09, Floor Position = 184*09 | 45 | 45 | 45 | 45 | 45 | 45
Room XRM001 on Floor Ground Floor in Site ROTHERHAM MTX | 261756.00 W | 304000.00 W | 86 % | 184 | 13 | Occupied | 9 | 72 % | 2.592 m² | Rack 184*07, Floor Position = 184*07 | 45 | 45 | 45 | 45 | 45 | 45
Room XRM001 on Floor Ground Floor in Site ROTHERHAM MTX | 261756.00 W | 304000.00 W | 86 % | 184 | 13 | Occupied | 9 | 72 % | 2.592 m² | Rack 184*01, Floor Position = 184*01 | 45 | 45 | 45 | 45 | 45 | 45
Room XRM001 on Floor Ground Floor in Site ROTHERHAM MTX | 261756.00 W | 304000.00 W | 86 % | 184 | 13 | Occupied | 9 | 72 % | 2.592 m² | Rack 184*02, Floor Position = 184*02 | 45 | 45 | 45 | 45 | 45 | 45
Room XRM001 on Floor Ground Floor in Site ROTHERHAM MTX | 261756.00 W | 304000.00 W | 86 % | 184 | 13 | Occupied | 9 | 72 % | 2.592 m² | Rack 184*05, Floor Position = 184*05 | 45 | 45 | 45 | 45 | 45 | 45
Room XRM001 on Floor Ground Floor in Site ROTHERHAM MTX | 261756.00 W | 304000.00 W | 86 % | 184 | 13 | Occupied | 9 | 72 % | 2.592 m² | Rack 184*04, Floor Position = 184*04 | 45 | 45 | 45 | 45 | 45 | 45
Room XRM001 on Floor Ground Floor in Site ROTHERHAM MTX | 261756.00 W | 304000.00 W | 86 % | 184 | 13 | Occupied | 9 | 72 % | 2.592 m² | Rack 184*03, Floor Position = 184*03 | 45 | 45 | 45 | 45 | 45 | 45
Room XRM001 on Floor Ground Floor in Site ROTHERHAM MTX | 261756.00 W | 304000.00 W | 86 % | 184 | 13 | Occupied | 9 | 72 % | 2.592 m² | Rack 184*06, Floor Position = 184*06 | 45 | 45 | 45 | 45 | 45 | 45
Room XRM001 on Floor Ground Floor in Site ROTHERHAM MTX | 261756.00 W | 304000.00 W | 86 % | 184 | 13 | Reserved | 0 | 0 % | 0.000 m²
Room XRM001 on Floor Ground Floor in Site ROTHERHAM MTX | 261756.00 W | 304000.00 W | 86 % | 185 | 13 | Free | 4 | 28 % | 1.000 m²
Room XRM001 on Floor Ground Floor in Site ROTHERHAM MTX | 261756.00 W | 304000.00 W | 86 % | 185 | 13 | Occupied | 9 | 72 % | 2.592 m² | Rack 185*08, Floor Position = 185*08 | 27 | 45 | 27 | 26 | 45 | 26
Room XRM001 on Floor Ground Floor in Site ROTHERHAM MTX | 261756.00 W | 304000.00 W | 86 % | 185 | 13 | Occupied | 9 | 72 % | 2.592 m² | Rack 185*09, Floor Position = 185*09 | 27 | 45 | 27 | 26 | 45 | 26
Room XRM001 on Floor Ground Floor in Site ROTHERHAM MTX | 261756.00 W | 304000.00 W | 86 % | 185 | 13 | Occupied | 9 | 72 % | 2.592 m² | Rack 185*07, Floor Position = 185*07 | 27 | 45 | 27 | 26 | 45 | 26
Room XRM001 on Floor Ground Floor in Site ROTHERHAM MTX | 261756.00 W | 304000.00 W | 86 % | 185 | 13 | Occupied | 9 | 72 % | 2.592 m² | Rack 185*01, Floor Position = 185*01 | 27 | 45 | 27 | 26 | 45 | 26
Room XRM001 on Floor Ground Floor in Site ROTHERHAM MTX | 261756.00 W | 304000.00 W | 86 % | 185 | 13 | Occupied | 9 | 72 % | 2.592 m² | Rack 185*02, Floor Position = 185*02 | 3 | 43 | 3 | 2 | 22 | 2
Room XRM001 on Floor Ground Floor in Site ROTHERHAM MTX | 261756.00 W | 304000.00 W | 86 % | 185 | 13 | Occupied | 9 | 72 % | 2.592 m² | Rack 185*05, Floor Position = 185*05 | 27 | 45 | 27 | 26 | 45 | 26
Room XRM001 on Floor Ground Floor in Site ROTHERHAM MTX | 261756.00 W | 304000.00 W | 86 % | 185 | 13 | Occupied | 9 | 72 % | 2.592 m² | Rack 185*04, Floor Position = 185*04 | 27 | 45 | 27 | 26 | 45 | 26
Room XRM001 on Floor Ground Floor in Site ROTHERHAM MTX | 261756.00 W | 304000.00 W | 86 % | 185 | 13 | Occupied | 9 | 72 % | 2.592 m² | Rack 185*03, Floor Position = 185*03 | 27 | 45 | 27 | 26 | 45 | 26
Room XRM001 on Floor Ground Floor in Site ROTHERHAM MTX | 261756.00 W | 304000.00 W | 86 % | 185 | 13 | Occupied | 9 | 72 % | 2.592 m² | Rack 185*06, Floor Position = 185*06 | 27 | 45 | 27 | 26 | 45 | 26
Room XRM001 on Floor Ground Floor in Site ROTHERHAM MTX | 261756.00 W | 304000.00 W | 86 % | 185 | 13 | Reserved | 0 | 0 % | 0.000 m²
Room XRM001 on Floor Ground Floor in Site ROTHERHAM MTX | 261756.00 W | 304000.00 W | 86 % | 186 | 11 | Free | 7 | 80 % | 2.881 m²
Room XRM001 on Floor Ground Floor in Site ROTHERHAM MTX | 261756.00 W | 304000.00 W | 86 % | 186 | 11 | Occupied | 4 | 20 % | 0.720 m² | Rack 186*07, Floor Position = 186*07 | 1 | 46 | 1 | 1 | 46 | 1
Room XRM001 on Floor Ground Floor in Site ROTHERHAM MTX | 261756.00 W | 304000.00 W | 86 % | 186 | 11 | Occupied | 4 | 20 % | 0.720 m² | Rack 186/187*01, Floor Position = 186/187*01 | 37 | 46 | 37 | 37 | 46 | 37
Room XRM001 on Floor Ground Floor in Site ROTHERHAM MTX | 261756.00 W | 304000.00 W | 86 % | 186 | 11 | Reserved | 0 | 0 % | 0.000 m²
Room XRM001 on Floor Ground Floor in Site ROTHERHAM MTX | 261756.00 W | 304000.00 W | 86 % | 187 | 11 | Free | 7 | 87 % | 3.121 m²
Room XRM001 on Floor Ground Floor in Site ROTHERHAM MTX | 261756.00 W | 304000.00 W | 86 % | 187 | 11 | Occupied | 4 | 13 % | 0.480 m² | Rack 186*07, Floor Position = 186*07 | 1 | 46 | 1 | 1 | 46 | 1
Room XRM001 on Floor Ground Floor in Site ROTHERHAM MTX | 261756.00 W | 304000.00 W | 86 % | 187 | 11 | Occupied | 4 | 13 % | 0.480 m² | Rack 186/187*01, Floor Position = 186/187*01 | 37 | 46 | 37 | 37 | 46 | 37
Room XRM001 on Floor Ground Floor in Site ROTHERHAM MTX | 261756.00 W | 304000.00 W | 86 % | 187 | 11 | Reserved | 0 | 0 % | 0.000 m²
Room XRM001 on Floor Ground Floor in Site ROTHERHAM MTX | 261756.00 W | 304000.00 W | 86 % | 188 | 9 | Free | 9 | 100 % | 8.847 m²
Room XRM001 on Floor Ground Floor in Site ROTHERHAM MTX | 261756.00 W | 304000.00 W | 86 % | 188 | 9 | Occupied | 0 | 0 % | 0.000 m²
Room XRM001 on Floor Ground Floor in Site ROTHERHAM MTX | 261756.00 W | 304000.00 W | 86 % | 188 | 9 | Reserved | 0 | 0 % | 0.000 m²
Room XRM001 on Floor Ground Floor in Site ROTHERHAM MTX | 261756.00 W | 304000.00 W | 86 % | 189 | 9 | Free | 9 | 100 % | 8.847 m²
Room XRM001 on Floor Ground Floor in Site ROTHERHAM MTX | 261756.00 W | 304000.00 W | 86 % | 189 | 9 | Occupied | 0 | 0 % | 0.000 m²
Room XRM001 on Floor Ground Floor in Site ROTHERHAM MTX | 261756.00 W | 304000.00 W | 86 % | 189 | 9 | Reserved | 0 | 0 % | 0.000 m²
Room XRM001 on Floor Ground Floor in Site ROTHERHAM MTX | 261756.00 W | 304000.00 W | 86 % | 196 | 11 | Free | 10 | 92 % | 3.311 m²
Room XRM001 on Floor Ground Floor in Site ROTHERHAM MTX | 261756.00 W | 304000.00 W | 86 % | 196 | 11 | Occupied | 1 | 8 % | 0.280 m² | Rack 196/197*14, Floor Position = 196/197*14 | 42 | 41 | 41 | 42 | 41 | 41
Room XRM001 on Floor Ground Floor in Site ROTHERHAM MTX | 261756.00 W | 304000.00 W | 86 % | 196 | 11 | Reserved | 0 | 0 % | 0.000 m²
Room XRM001 on Floor Ground Floor in Site ROTHERHAM MTX | 261756.00 W | 304000.00 W | 86 % | 197 | 11 | Free | 10 | 92 % | 3.311 m²
Room XRM001 on Floor Ground Floor in Site ROTHERHAM MTX | 261756.00 W | 304000.00 W | 86 % | 197 | 11 | Occupied | 1 | 8 % | 0.280 m² | Rack 196/197*14, Floor Position = 196/197*14 | 42 | 41 | 41 | 42 | 41 | 41
Room XRM001 on Floor Ground Floor in Site ROTHERHAM MTX | 261756.00 W | 304000.00 W | 86 % | 197 | 11 | Reserved | 0 | 0 % | 0.000 m²
Room XRM001 on Floor Ground Floor in Site ROTHERHAM MTX | 261756.00 W | 304000.00 W | 86 % | 198 | 11 | Free | 10 | 92 % | 3.317 m²
Room XRM001 on Floor Ground Floor in Site ROTHERHAM MTX | 261756.00 W | 304000.00 W | 86 % | 198 | 11 | Occupied | 1 | 8 % | 0.280 m² | Rack 198/199*07, Floor Position = 198/199*07 | 44 | 46 | 44 | 44 | 46 | 44
Room XRM001 on Floor Ground Floor in Site ROTHERHAM MTX | 261756.00 W | 304000.00 W | 86 % | 198 | 11 | Reserved | 0 | 0 % | 0.000 m²
Room XRM001 on Floor Ground Floor in Site ROTHERHAM MTX | 261756.00 W | 304000.00 W | 86 % | 199 | 11 | Free | 10 | 92 % | 3.317 m²
Room XRM001 on Floor Ground Floor in Site ROTHERHAM MTX | 261756.00 W | 304000.00 W | 86 % | 199 | 11 | Occupied | 1 | 8 % | 0.280 m² | Rack 198/199*07, Floor Position = 198/199*07 | 44 | 46 | 44 | 44 | 46 | 44
Room XRM001 on Floor Ground Floor in Site ROTHERHAM MTX | 261756.00 W | 304000.00 W | 86 % | 199 | 11 | Reserved | 0 | 0 % | 0.000 m²
Room XRM001 on Floor Ground Floor in Site ROTHERHAM MTX | 261756.00 W | 304000.00 W | 86 % | 200 | 12 | Free | 7 | 80 % | 5.756 m²
Room XRM001 on Floor Ground Floor in Site ROTHERHAM MTX | 261756.00 W | 304000.00 W | 86 % | 200 | 12 | Occupied | 5 | 20 % | 1.439 m² | Rack 200/201*01, Floor Position = 200/201*01 | 32 | 36 | 32 | 32 | 36 | 32
Room XRM001 on Floor Ground Floor in Site ROTHERHAM MTX | 261756.00 W | 304000.00 W | 86 % | 200 | 12 | Occupied | 5 | 20 % | 1.439 m² | Rack 200/201*08, Floor Position = 200/201*08 | 25 | 37 | 25 | 25 | 37 | 25
Room XRM001 on Floor Ground Floor in Site ROTHERHAM MTX | 261756.00 W | 304000.00 W | 86 % | 200 | 12 | Occupied | 5 | 20 % | 1.439 m² | Rack 200*09, Floor Position = 200*09 | 20 | 37 | 20 | 20 | 37 | 20
Room XRM001 on Floor Ground Floor in Site ROTHERHAM MTX | 261756.00 W | 304000.00 W | 86 % | 200 | 12 | Occupied | 5 | 20 % | 1.439 m² | Rack 200/201*04, Floor Position = 200/201*04 | 42 | 46 | 42 | 42 | 46 | 42
Room XRM001 on Floor Ground Floor in Site ROTHERHAM MTX | 261756.00 W | 304000.00 W | 86 % | 200 | 12 | Occupied | 5 | 20 % | 1.439 m² | Rack 200/201*05, Floor Position = 200/201*05 | 40 | 41 | 39 | 40 | 41 | 39
Room XRM001 on Floor Ground Floor in Site ROTHERHAM MTX | 261756.00 W | 304000.00 W | 86 % | 200 | 12 | Reserved | 0 | 0 % | 0.000 m²
Room XRM001 on Floor Ground Floor in Site ROTHERHAM MTX | 261756.00 W | 304000.00 W | 86 % | 201 | 12 | Free | 6 | 60 % | 2.157 m²
Room XRM001 on Floor Ground Floor in Site ROTHERHAM MTX | 261756.00 W | 304000.00 W | 86 % | 201 | 12 | Occupied | 6 | 40 % | 1.440 m² | Rack 200/201*01, Floor Position = 200/201*01 | 32 | 36 | 32 | 32 | 36 | 32
Room XRM001 on Floor Ground Floor in Site ROTHERHAM MTX | 261756.00 W | 304000.00 W | 86 % | 201 | 12 | Occupied | 6 | 40 % | 1.440 m² | Rack 200/201*08, Floor Position = 200/201*08 | 25 | 37 | 25 | 25 | 37 | 25
Room XRM001 on Floor Ground Floor in Site ROTHERHAM MTX | 261756.00 W | 304000.00 W | 86 % | 201 | 12 | Occupied | 6 | 40 % | 1.440 m² | Rack 201*07, Floor Position = 201*07 | 28 | 37 | 28 | 28 | 37 | 28
Room XRM001 on Floor Ground Floor in Site ROTHERHAM MTX | 261756.00 W | 304000.00 W | 86 % | 201 | 12 | Occupied | 6 | 40 % | 1.440 m² | Rack 201*09, Floor Position = 201*09 | 28 | 37 | 28 | 28 | 37 | 28
Room XRM001 on Floor Ground Floor in Site ROTHERHAM MTX | 261756.00 W | 304000.00 W | 86 % | 201 | 12 | Occupied | 6 | 40 % | 1.440 m² | Rack 200/201*04, Floor Position = 200/201*04 | 42 | 46 | 42 | 42 | 46 | 42
Room XRM001 on Floor Ground Floor in Site ROTHERHAM MTX | 261756.00 W | 304000.00 W | 86 % | 201 | 12 | Occupied | 6 | 40 % | 1.440 m² | Rack 200/201*05, Floor Position = 200/201*05 | 40 | 41 | 39 | 40 | 41 | 39
Room XRM001 on Floor Ground Floor in Site ROTHERHAM MTX | 261756.00 W | 304000.00 W | 86 % | 201 | 12 | Reserved | 0 | 0 % | 0.000 m²
Room XRM001 on Floor Ground Floor in Site ROTHERHAM MTX | 261756.00 W | 304000.00 W | 86 % | WALL01 | 5 | Free | 0 | 97 % | 11.022 m²
Room XRM001 on Floor Ground Floor in Site ROTHERHAM MTX | 261756.00 W | 304000.00 W | 86 % | WALL01 | 5 | Occupied | 5 | 3 % | 0.331 m² | Rack WALL01*64, Floor Position = WALL0164 | 0 | 4 | 0 | 0 | 4 | 0
Room XRM001 on Floor Ground Floor in Site ROTHERHAM MTX | 261756.00 W | 304000.00 W | 86 % | WALL01 | 5 | Occupied | 5 | 3 % | 0.331 m² | Rack WALL01*54, Floor Position = WALL0154 | 0 | 4 | 0 | 0 | 4 | 0
Room XRM001 on Floor Ground Floor in Site ROTHERHAM MTX | 261756.00 W | 304000.00 W | 86 % | WALL01 | 5 | Occupied | 5 | 3 % | 0.331 m² | Rack WALL01*55, Floor Position = WALL0155 | 0 | 4 | 0 | 0 | 4 | 0
Room XRM001 on Floor Ground Floor in Site ROTHERHAM MTX | 261756.00 W | 304000.00 W | 86 % | WALL01 | 5 | Occupied | 5 | 3 % | 0.331 m² | Rack WALL01*32, Floor Position = WALL01*32 | 0 | 30 | 0 | 0 | 30 | 0
Room XRM001 on Floor Ground Floor in Site ROTHERHAM MTX | 261756.00 W | 304000.00 W | 86 % | WALL01 | 5 | Occupied | 5 | 3 % | 0.331 m² | Rack WALL01*25, Floor Position = WALL01*25 | 0 | 30 | 0 | 0 | 30 | 0
Room XRM001 on Floor Ground Floor in Site ROTHERHAM MTX | 261756.00 W | 304000.00 W | 86 % | WALL01 | 5 | Reserved | 0 | 0 % | 0.000 m²
Room XRM001 on Floor Ground Floor in Site ROTHERHAM MTX | 261756.00 W | 304000.00 W | 86 % | WALL02 | 2 | Free | 0 | 96 % | 4.745 m²
Room XRM001 on Floor Ground Floor in Site ROTHERHAM MTX | 261756.00 W | 304000.00 W | 86 % | WALL02 | 2 | Occupied | 2 | 4 % | 0.213 m² | Rack WALL02*23, Floor Position = WALL0223 | 0 | 30 | 0 | 0 | 30 | 0
Room XRM001 on Floor Ground Floor in Site ROTHERHAM MTX | 261756.00 W | 304000.00 W | 86 % | WALL02 | 2 | Occupied | 2 | 4 % | 0.213 m² | Rack WALL02*43, Floor Position = WALL02*43 | 0 | 4 | 0 | 0 | 4 | 0
Room XRM001 on Floor Ground Floor in Site ROTHERHAM MTX | 261756.00 W | 304000.00 W | 86 % | WALL02 | 2 | Reserved | 0 | 0 % | 0.000 m²
Room XRM001 on Floor Ground Floor in Site ROTHERHAM MTX | 261756.00 W | 304000.00 W | 86 % | WALL03 | 2 | Free | 0 | 99 % | 12.797 m²
Room XRM001 on Floor Ground Floor in Site ROTHERHAM MTX | 261756.00 W | 304000.00 W | 86 % | WALL03 | 2 | Occupied | 2 | 1 % | 0.155 m² | Rack WALL03*38, Floor Position = WALL0338 | 0 | 30 | 0 | 0 | 30 | 0
Room XRM001 on Floor Ground Floor in Site ROTHERHAM MTX | 261756.00 W | 304000.00 W | 86 % | WALL03 | 2 | Occupied | 2 | 1 % | 0.155 m² | Rack WALL03*44, Floor Position = WALL0344 | 0 | 4 | 0 | 0 | 4 | 0
Room XRM001 on Floor Ground Floor in Site ROTHERHAM MTX | 261756.00 W | 304000.00 W | 86 % | WALL03 | 2 | Reserved | 0 | 0 % | 0.000 m²
Room XRM001 on Floor Ground Floor in Site ROTHERHAM MTX | 261756.00 W | 304000.00 W | 86 % | WALL06 | 1 | Free | 0 | 98 % | 3.872 m²
Room XRM001 on Floor Ground Floor in Site ROTHERHAM MTX | 261756.00 W | 304000.00 W | 86 % | WALL06 | 1 | Occupied | 1 | 2 % | 0.088 m² | Rack WALL06*06, Floor Position = WALL0606 | 0 | 30 | 0 | 0 | 30 | 0
Room XRM001 on Floor Ground Floor in Site ROTHERHAM MTX | 261756.00 W | 304000.00 W | 86 % | WALL06 | 1 | Reserved | 0 | 0 % | 0.000 m²