## Suite Line Capacity
Report generated for: | Room XSY001 on Floor Ground Floor in Site SWANLEY MTX
| Quantity | % of all area | Area
Total free sections: | 503/847 | 69 % | 209.804 m²
Total occupied sections: | 344/847 | 31 % | 96.168 m²
Total reserved sections: | 0/847 | 0 % | 0.000 m²
Total Lines Capability |  |  | 305.972 m²
Total Location Capability |  |  | 861.112 m²
Total Location Free Area |  |  | 764.943 m²
Total Location Occupied Area |  |  | 96.168 m²
Location | Power Consumption | Cooling Capability | Utilized Cooling Capability [%] | Suite Line | [5 empty] | Rack description | Free rack units |  |  | Max free space in rack units
Location | Power Consumption | Cooling Capability | Utilized Cooling Capability [%] | Suite Line Name | Number of Sections |  | Number of Sections | % of all area | Area | Rack description | front | back | straight through | front | back | straight through
Room XSY001 on Floor Ground Floor in Site SWANLEY MTX | 225045.00 W | 240000.00 W | 94 % | 100 | 10 | Free | 10 | 100 % | 4.680 m²
Room XSY001 on Floor Ground Floor in Site SWANLEY MTX | 225045.00 W | 240000.00 W | 94 % | 100 | 10 | Occupied | 0 | 0 % | 0.000 m²
Room XSY001 on Floor Ground Floor in Site SWANLEY MTX | 225045.00 W | 240000.00 W | 94 % | 100 | 10 | Reserved | 0 | 0 % | 0.000 m²
Room XSY001 on Floor Ground Floor in Site SWANLEY MTX | 225045.00 W | 240000.00 W | 94 % | 101 | 10 | Free | 3 | 43 % | 2.022 m²
Room XSY001 on Floor Ground Floor in Site SWANLEY MTX | 225045.00 W | 240000.00 W | 94 % | 101 | 10 | Occupied | 7 | 57 % | 2.658 m² | Rack 100/101*12, Floor Position = 100/101*12 | 48 | 56 | 48 | 48 | 56 | 48
Room XSY001 on Floor Ground Floor in Site SWANLEY MTX | 225045.00 W | 240000.00 W | 94 % | 101 | 10 | Occupied | 7 | 57 % | 2.658 m² | Rack 100/101*13, Floor Position = 100/101*13 | 46 | 56 | 46 | 46 | 56 | 46
Room XSY001 on Floor Ground Floor in Site SWANLEY MTX | 225045.00 W | 240000.00 W | 94 % | 101 | 10 | Occupied | 7 | 57 % | 2.658 m² | Rack 100/101*11, Floor Position = 100/101*11 | 43 | 56 | 43 | 43 | 56 | 43
Room XSY001 on Floor Ground Floor in Site SWANLEY MTX | 225045.00 W | 240000.00 W | 94 % | 101 | 10 | Occupied | 7 | 57 % | 2.658 m² | Rack 100/101*05, Floor Position = 100/101*05 | 39 | 43 | 39 | 39 | 43 | 39
Room XSY001 on Floor Ground Floor in Site SWANLEY MTX | 225045.00 W | 240000.00 W | 94 % | 101 | 10 | Occupied | 7 | 57 % | 2.658 m² | Rack 100/101*06, Floor Position = 100/101*06 | 39 | 43 | 39 | 39 | 43 | 39
Room XSY001 on Floor Ground Floor in Site SWANLEY MTX | 225045.00 W | 240000.00 W | 94 % | 101 | 10 | Occupied | 7 | 57 % | 2.658 m² | Rack 100/101*03, Floor Position = 100/101*03 | 39 | 41 | 39 | 39 | 41 | 39
Room XSY001 on Floor Ground Floor in Site SWANLEY MTX | 225045.00 W | 240000.00 W | 94 % | 101 | 10 | Occupied | 7 | 57 % | 2.658 m² | Rack 100/101*04, Floor Position = 100/101*04 | 40 | 43 | 40 | 40 | 43 | 40
Room XSY001 on Floor Ground Floor in Site SWANLEY MTX | 225045.00 W | 240000.00 W | 94 % | 101 | 10 | Reserved | 0 | 0 % | 0.000 m²
Room XSY001 on Floor Ground Floor in Site SWANLEY MTX | 225045.00 W | 240000.00 W | 94 % | 102 | 10 | Free | 10 | 100 % | 3.120 m²
Room XSY001 on Floor Ground Floor in Site SWANLEY MTX | 225045.00 W | 240000.00 W | 94 % | 102 | 10 | Occupied | 0 | 0 % | 0.000 m²
Room XSY001 on Floor Ground Floor in Site SWANLEY MTX | 225045.00 W | 240000.00 W | 94 % | 102 | 10 | Reserved | 0 | 0 % | 0.000 m²
Room XSY001 on Floor Ground Floor in Site SWANLEY MTX | 225045.00 W | 240000.00 W | 94 % | 103 | 10 | Free | 9 | 92 % | 2.880 m²
Room XSY001 on Floor Ground Floor in Site SWANLEY MTX | 225045.00 W | 240000.00 W | 94 % | 103 | 10 | Occupied | 1 | 8 % | 0.240 m² | ODF 103*03, Floor Position = 103*03 | 47 | 47 | 47 | 47 | 47 | 47
Room XSY001 on Floor Ground Floor in Site SWANLEY MTX | 225045.00 W | 240000.00 W | 94 % | 103 | 10 | Reserved | 0 | 0 % | 0.000 m²
Room XSY001 on Floor Ground Floor in Site SWANLEY MTX | 225045.00 W | 240000.00 W | 94 % | 104 | 12 | Free | 4 | 39 % | 1.230 m²
Room XSY001 on Floor Ground Floor in Site SWANLEY MTX | 225045.00 W | 240000.00 W | 94 % | 104 | 12 | Occupied | 8 | 61 % | 1.890 m² | Rack 104/105*08, Floor Position = 104/105*08 | 12 | 33 | 5 | 4 | 19 | 2
Room XSY001 on Floor Ground Floor in Site SWANLEY MTX | 225045.00 W | 240000.00 W | 94 % | 104 | 12 | Occupied | 8 | 61 % | 1.890 m² | Rack 104/105*05, Floor Position = 104/105*05 | 37 | 44 | 36 | 30 | 44 | 30
Room XSY001 on Floor Ground Floor in Site SWANLEY MTX | 225045.00 W | 240000.00 W | 94 % | 104 | 12 | Occupied | 8 | 61 % | 1.890 m² | Rack 104/105*07, Floor Position = 104/105*07 | 10 | 33 | 4 | 5 | 19 | 2
Room XSY001 on Floor Ground Floor in Site SWANLEY MTX | 225045.00 W | 240000.00 W | 94 % | 104 | 12 | Occupied | 8 | 61 % | 1.890 m² | Rack 104/105*06, Floor Position = 104/105*06 | 6 | 28 | 1 | 1 | 18 | 1
Room XSY001 on Floor Ground Floor in Site SWANLEY MTX | 225045.00 W | 240000.00 W | 94 % | 104 | 12 | Occupied | 8 | 61 % | 1.890 m² | Rack 104*03, Floor Position = 104*03 | 39 | 44 | 39 | 39 | 44 | 39
Room XSY001 on Floor Ground Floor in Site SWANLEY MTX | 225045.00 W | 240000.00 W | 94 % | 104 | 12 | Occupied | 8 | 61 % | 1.890 m² | Rack 104/105*12, Floor Position = 104/105*12 | 10 | 35 | 6 | 4 | 18 | 2
Room XSY001 on Floor Ground Floor in Site SWANLEY MTX | 225045.00 W | 240000.00 W | 94 % | 104 | 12 | Occupied | 8 | 61 % | 1.890 m² | Rack 104/105*13, Floor Position = 104/105*13 | 13 | 11 | 7 | 5 | 4 | 2
Room XSY001 on Floor Ground Floor in Site SWANLEY MTX | 225045.00 W | 240000.00 W | 94 % | 104 | 12 | Occupied | 8 | 61 % | 1.890 m² | Rack 104/105*11, Floor Position = 104/105*11 | 11 | 35 | 7 | 4 | 18 | 2
Room XSY001 on Floor Ground Floor in Site SWANLEY MTX | 225045.00 W | 240000.00 W | 94 % | 104 | 12 | Reserved | 0 | 0 % | 0.000 m²
Room XSY001 on Floor Ground Floor in Site SWANLEY MTX | 225045.00 W | 240000.00 W | 94 % | 105 | 12 | Free | 4 | 39 % | 1.210 m²
Room XSY001 on Floor Ground Floor in Site SWANLEY MTX | 225045.00 W | 240000.00 W | 94 % | 105 | 12 | Occupied | 8 | 61 % | 1.910 m² | Rack 104/105*08, Floor Position = 104/105*08 | 12 | 33 | 5 | 4 | 19 | 2
Room XSY001 on Floor Ground Floor in Site SWANLEY MTX | 225045.00 W | 240000.00 W | 94 % | 105 | 12 | Occupied | 8 | 61 % | 1.910 m² | Rack 104/105*05, Floor Position = 104/105*05 | 37 | 44 | 36 | 30 | 44 | 30
Room XSY001 on Floor Ground Floor in Site SWANLEY MTX | 225045.00 W | 240000.00 W | 94 % | 105 | 12 | Occupied | 8 | 61 % | 1.910 m² | Rack 104/105*06, Floor Position = 104/105*06 | 6 | 28 | 1 | 1 | 18 | 1
Room XSY001 on Floor Ground Floor in Site SWANLEY MTX | 225045.00 W | 240000.00 W | 94 % | 105 | 12 | Occupied | 8 | 61 % | 1.910 m² | Rack 104/105*07, Floor Position = 104/105*07 | 10 | 33 | 4 | 5 | 19 | 2
Room XSY001 on Floor Ground Floor in Site SWANLEY MTX | 225045.00 W | 240000.00 W | 94 % | 105 | 12 | Occupied | 8 | 61 % | 1.910 m² | Rack 105*03, Floor Position = 105*03 | 44 | 44 | 44 | 44 | 44 | 44
Room XSY001 on Floor Ground Floor in Site SWANLEY MTX | 225045.00 W | 240000.00 W | 94 % | 105 | 12 | Occupied | 8 | 61 % | 1.910 m² | Rack 104/105*12, Floor Position = 104/105*12 | 10 | 35 | 6 | 4 | 18 | 2
Room XSY001 on Floor Ground Floor in Site SWANLEY MTX | 225045.00 W | 240000.00 W | 94 % | 105 | 12 | Occupied | 8 | 61 % | 1.910 m² | Rack 104/105*13, Floor Position = 104/105*13 | 13 | 11 | 7 | 5 | 4 | 2
Room XSY001 on Floor Ground Floor in Site SWANLEY MTX | 225045.00 W | 240000.00 W | 94 % | 105 | 12 | Occupied | 8 | 61 % | 1.910 m² | Rack 104/105*11, Floor Position = 104/105*11 | 11 | 35 | 7 | 4 | 18 | 2
Room XSY001 on Floor Ground Floor in Site SWANLEY MTX | 225045.00 W | 240000.00 W | 94 % | 105 | 12 | Reserved | 0 | 0 % | 0.000 m²
Room XSY001 on Floor Ground Floor in Site SWANLEY MTX | 225045.00 W | 240000.00 W | 94 % | 106 | 11 | Free | 1 | 8 % | 0.240 m²
Room XSY001 on Floor Ground Floor in Site SWANLEY MTX | 225045.00 W | 240000.00 W | 94 % | 106 | 11 | Occupied | 10 | 92 % | 2.880 m² | Rack 106*07, Floor Position = 106*07 | 45 | 45 | 45 | 45 | 45 | 45
Room XSY001 on Floor Ground Floor in Site SWANLEY MTX | 225045.00 W | 240000.00 W | 94 % | 106 | 11 | Occupied | 10 | 92 % | 2.880 m² | Rack 106*04, Floor Position = 106*04 | 45 | 45 | 45 | 45 | 45 | 45
Room XSY001 on Floor Ground Floor in Site SWANLEY MTX | 225045.00 W | 240000.00 W | 94 % | 106 | 11 | Occupied | 10 | 92 % | 2.880 m² | Rack 106*03, Floor Position = 106*03 | 45 | 45 | 45 | 45 | 45 | 45
Room XSY001 on Floor Ground Floor in Site SWANLEY MTX | 225045.00 W | 240000.00 W | 94 % | 106 | 11 | Occupied | 10 | 92 % | 2.880 m² | Rack 106*02, Floor Position = 106*02 | 45 | 45 | 45 | 45 | 45 | 45
Room XSY001 on Floor Ground Floor in Site SWANLEY MTX | 225045.00 W | 240000.00 W | 94 % | 106 | 11 | Occupied | 10 | 92 % | 2.880 m² | Rack 106*06, Floor Position = 106*06 | 45 | 45 | 45 | 45 | 45 | 45
Room XSY001 on Floor Ground Floor in Site SWANLEY MTX | 225045.00 W | 240000.00 W | 94 % | 106 | 11 | Occupied | 10 | 92 % | 2.880 m² | Rack 106*05, Floor Position = 106*05 | 45 | 45 | 45 | 45 | 45 | 45
Room XSY001 on Floor Ground Floor in Site SWANLEY MTX | 225045.00 W | 240000.00 W | 94 % | 106 | 11 | Occupied | 10 | 92 % | 2.880 m² | Rack 106*10, Floor Position = 106*10 | 45 | 45 | 45 | 45 | 45 | 45
Room XSY001 on Floor Ground Floor in Site SWANLEY MTX | 225045.00 W | 240000.00 W | 94 % | 106 | 11 | Occupied | 10 | 92 % | 2.880 m² | Rack 106*09, Floor Position = 106*09 | 45 | 45 | 45 | 45 | 45 | 45
Room XSY001 on Floor Ground Floor in Site SWANLEY MTX | 225045.00 W | 240000.00 W | 94 % | 106 | 11 | Occupied | 10 | 92 % | 2.880 m² | Rack 106*08, Floor Position = 106*08 | 45 | 45 | 45 | 45 | 45 | 45
Room XSY001 on Floor Ground Floor in Site SWANLEY MTX | 225045.00 W | 240000.00 W | 94 % | 106 | 11 | Occupied | 10 | 92 % | 2.880 m² | Rack 106*01, Floor Position = 106*01 | 45 | 45 | 45 | 45 | 45 | 45
Room XSY001 on Floor Ground Floor in Site SWANLEY MTX | 225045.00 W | 240000.00 W | 94 % | 106 | 11 | Reserved | 0 | 0 % | 0.000 m²
Room XSY001 on Floor Ground Floor in Site SWANLEY MTX | 225045.00 W | 240000.00 W | 94 % | 107 | 11 | Free | 1 | 8 % | 0.240 m²
Room XSY001 on Floor Ground Floor in Site SWANLEY MTX | 225045.00 W | 240000.00 W | 94 % | 107 | 11 | Occupied | 10 | 92 % | 2.880 m² | Rack 107*07, Floor Position = 107*07 | 27 | 45 | 27 | 26 | 45 | 26
Room XSY001 on Floor Ground Floor in Site SWANLEY MTX | 225045.00 W | 240000.00 W | 94 % | 107 | 11 | Occupied | 10 | 92 % | 2.880 m² | Rack 107*04, Floor Position = 107*04 | 27 | 45 | 27 | 26 | 45 | 26
Room XSY001 on Floor Ground Floor in Site SWANLEY MTX | 225045.00 W | 240000.00 W | 94 % | 107 | 11 | Occupied | 10 | 92 % | 2.880 m² | Rack 107*03, Floor Position = 107*03 | 27 | 45 | 27 | 26 | 45 | 26
Room XSY001 on Floor Ground Floor in Site SWANLEY MTX | 225045.00 W | 240000.00 W | 94 % | 107 | 11 | Occupied | 10 | 92 % | 2.880 m² | Rack 107*02, Floor Position = 107*02 | 3 | 43 | 3 | 2 | 22 | 2
Room XSY001 on Floor Ground Floor in Site SWANLEY MTX | 225045.00 W | 240000.00 W | 94 % | 107 | 11 | Occupied | 10 | 92 % | 2.880 m² | Rack 107*06, Floor Position = 107*06 | 27 | 45 | 27 | 26 | 45 | 26
Room XSY001 on Floor Ground Floor in Site SWANLEY MTX | 225045.00 W | 240000.00 W | 94 % | 107 | 11 | Occupied | 10 | 92 % | 2.880 m² | Rack 107*05, Floor Position = 107*05 | 27 | 45 | 27 | 26 | 45 | 26
Room XSY001 on Floor Ground Floor in Site SWANLEY MTX | 225045.00 W | 240000.00 W | 94 % | 107 | 11 | Occupied | 10 | 92 % | 2.880 m² | Rack 107*10, Floor Position = 107*10 | 27 | 45 | 27 | 26 | 45 | 26
Room XSY001 on Floor Ground Floor in Site SWANLEY MTX | 225045.00 W | 240000.00 W | 94 % | 107 | 11 | Occupied | 10 | 92 % | 2.880 m² | Rack 107*09, Floor Position = 107*09 | 27 | 45 | 27 | 26 | 45 | 26
Room XSY001 on Floor Ground Floor in Site SWANLEY MTX | 225045.00 W | 240000.00 W | 94 % | 107 | 11 | Occupied | 10 | 92 % | 2.880 m² | Rack 107*08, Floor Position = 107*08 | 27 | 45 | 27 | 26 | 45 | 26
Room XSY001 on Floor Ground Floor in Site SWANLEY MTX | 225045.00 W | 240000.00 W | 94 % | 107 | 11 | Occupied | 10 | 92 % | 2.880 m² | Rack 107*01, Floor Position = 107*01 | 27 | 45 | 27 | 26 | 45 | 26
Room XSY001 on Floor Ground Floor in Site SWANLEY MTX | 225045.00 W | 240000.00 W | 94 % | 107 | 11 | Reserved | 0 | 0 % | 0.000 m²
Room XSY001 on Floor Ground Floor in Site SWANLEY MTX | 225045.00 W | 240000.00 W | 94 % | 108 | 10 | Free | 7 | 69 % | 2.160 m²
Room XSY001 on Floor Ground Floor in Site SWANLEY MTX | 225045.00 W | 240000.00 W | 94 % | 108 | 10 | Occupied | 3 | 31 % | 0.960 m² | Rack 108/109*02, Floor Position = 108/109*02 | 17 | 46 | 16 | 10 | 46 | 10
Room XSY001 on Floor Ground Floor in Site SWANLEY MTX | 225045.00 W | 240000.00 W | 94 % | 108 | 10 | Occupied | 3 | 31 % | 0.960 m² | Rack 108/109*04, Floor Position = 108/109*04 | 17 | 46 | 16 | 10 | 46 | 10
Room XSY001 on Floor Ground Floor in Site SWANLEY MTX | 225045.00 W | 240000.00 W | 94 % | 108 | 10 | Occupied | 3 | 31 % | 0.960 m² | Rack 108/109*01, Floor Position = 108/109*01 | 17 | 46 | 16 | 10 | 46 | 10
Room XSY001 on Floor Ground Floor in Site SWANLEY MTX | 225045.00 W | 240000.00 W | 94 % | 108 | 10 | Reserved | 0 | 0 % | 0.000 m²
Room XSY001 on Floor Ground Floor in Site SWANLEY MTX | 225045.00 W | 240000.00 W | 94 % | 109 | 10 | Free | 7 | 69 % | 2.160 m²
Room XSY001 on Floor Ground Floor in Site SWANLEY MTX | 225045.00 W | 240000.00 W | 94 % | 109 | 10 | Occupied | 3 | 31 % | 0.960 m² | Rack 108/109*02, Floor Position = 108/109*02 | 17 | 46 | 16 | 10 | 46 | 10
Room XSY001 on Floor Ground Floor in Site SWANLEY MTX | 225045.00 W | 240000.00 W | 94 % | 109 | 10 | Occupied | 3 | 31 % | 0.960 m² | Rack 108/109*04, Floor Position = 108/109*04 | 17 | 46 | 16 | 10 | 46 | 10
Room XSY001 on Floor Ground Floor in Site SWANLEY MTX | 225045.00 W | 240000.00 W | 94 % | 109 | 10 | Occupied | 3 | 31 % | 0.960 m² | Rack 108/109*01, Floor Position = 108/109*01 | 17 | 46 | 16 | 10 | 46 | 10
Room XSY001 on Floor Ground Floor in Site SWANLEY MTX | 225045.00 W | 240000.00 W | 94 % | 109 | 10 | Reserved | 0 | 0 % | 0.000 m²
Room XSY001 on Floor Ground Floor in Site SWANLEY MTX | 225045.00 W | 240000.00 W | 94 % | 110 | 10 | Free | 10 | 100 % | 3.120 m²
Room XSY001 on Floor Ground Floor in Site SWANLEY MTX | 225045.00 W | 240000.00 W | 94 % | 110 | 10 | Occupied | 0 | 0 % | 0.000 m²
Room XSY001 on Floor Ground Floor in Site SWANLEY MTX | 225045.00 W | 240000.00 W | 94 % | 110 | 10 | Reserved | 0 | 0 % | 0.000 m²
Room XSY001 on Floor Ground Floor in Site SWANLEY MTX | 225045.00 W | 240000.00 W | 94 % | 111 | 10 | Free | 10 | 100 % | 3.120 m²
Room XSY001 on Floor Ground Floor in Site SWANLEY MTX | 225045.00 W | 240000.00 W | 94 % | 111 | 10 | Occupied | 0 | 0 % | 0.000 m²
Room XSY001 on Floor Ground Floor in Site SWANLEY MTX | 225045.00 W | 240000.00 W | 94 % | 111 | 10 | Reserved | 0 | 0 % | 0.000 m²
Room XSY001 on Floor Ground Floor in Site SWANLEY MTX | 225045.00 W | 240000.00 W | 94 % | 112 | 9 | Free | 8 | 92 % | 2.880 m²
Room XSY001 on Floor Ground Floor in Site SWANLEY MTX | 225045.00 W | 240000.00 W | 94 % | 112 | 9 | Occupied | 1 | 8 % | 0.240 m² | Rack 112/113*01, Floor Position = 112/113*01 | 3 | 36 | 3 | 3 | 36 | 3
Room XSY001 on Floor Ground Floor in Site SWANLEY MTX | 225045.00 W | 240000.00 W | 94 % | 112 | 9 | Reserved | 0 | 0 % | 0.000 m²
Room XSY001 on Floor Ground Floor in Site SWANLEY MTX | 225045.00 W | 240000.00 W | 94 % | 113 | 9 | Free | 8 | 92 % | 2.880 m²
Room XSY001 on Floor Ground Floor in Site SWANLEY MTX | 225045.00 W | 240000.00 W | 94 % | 113 | 9 | Occupied | 1 | 8 % | 0.240 m² | Rack 112/113*01, Floor Position = 112/113*01 | 3 | 36 | 3 | 3 | 36 | 3
Room XSY001 on Floor Ground Floor in Site SWANLEY MTX | 225045.00 W | 240000.00 W | 94 % | 113 | 9 | Reserved | 0 | 0 % | 0.000 m²
Room XSY001 on Floor Ground Floor in Site SWANLEY MTX | 225045.00 W | 240000.00 W | 94 % | 114 | 11 | Free | 6 | 62 % | 1.920 m²
Room XSY001 on Floor Ground Floor in Site SWANLEY MTX | 225045.00 W | 240000.00 W | 94 % | 114 | 11 | Occupied | 5 | 38 % | 1.200 m² | Rack 114*07, Floor Position = 114*07 | 15 | 36 | 15 | 15 | 36 | 15
Room XSY001 on Floor Ground Floor in Site SWANLEY MTX | 225045.00 W | 240000.00 W | 94 % | 114 | 11 | Occupied | 5 | 38 % | 1.200 m² | Rack 114*05, Floor Position = 114*05 | 15 | 36 | 15 | 15 | 36 | 15
Room XSY001 on Floor Ground Floor in Site SWANLEY MTX | 225045.00 W | 240000.00 W | 94 % | 114 | 11 | Occupied | 5 | 38 % | 1.200 m² | Rack 114*03, Floor Position = 114*03 | 15 | 36 | 15 | 15 | 36 | 15
Room XSY001 on Floor Ground Floor in Site SWANLEY MTX | 225045.00 W | 240000.00 W | 94 % | 114 | 11 | Occupied | 5 | 38 % | 1.200 m² | Rack 114/115*01, Floor Position = 114/115*01 | 42 | 42 | 42 | 42 | 42 | 42
Room XSY001 on Floor Ground Floor in Site SWANLEY MTX | 225045.00 W | 240000.00 W | 94 % | 114 | 11 | Occupied | 5 | 38 % | 1.200 m² | Rack 114*09, Floor Position = 114*09 | 15 | 36 | 15 | 15 | 36 | 15
Room XSY001 on Floor Ground Floor in Site SWANLEY MTX | 225045.00 W | 240000.00 W | 94 % | 114 | 11 | Reserved | 0 | 0 % | 0.000 m²
Room XSY001 on Floor Ground Floor in Site SWANLEY MTX | 225045.00 W | 240000.00 W | 94 % | 115 | 11 | Free | 8 | 77 % | 2.400 m²
Room XSY001 on Floor Ground Floor in Site SWANLEY MTX | 225045.00 W | 240000.00 W | 94 % | 115 | 11 | Occupied | 3 | 23 % | 0.720 m² | Rack 115*04, Floor Position = 115*04 | 29 | 36 | 29 | 29 | 36 | 29
Room XSY001 on Floor Ground Floor in Site SWANLEY MTX | 225045.00 W | 240000.00 W | 94 % | 115 | 11 | Occupied | 3 | 23 % | 0.720 m² | Rack 115*06, Floor Position = 115*06 | 28 | 36 | 28 | 28 | 36 | 28
Room XSY001 on Floor Ground Floor in Site SWANLEY MTX | 225045.00 W | 240000.00 W | 94 % | 115 | 11 | Occupied | 3 | 23 % | 0.720 m² | Rack 114/115*01, Floor Position = 114/115*01 | 42 | 42 | 42 | 42 | 42 | 42
Room XSY001 on Floor Ground Floor in Site SWANLEY MTX | 225045.00 W | 240000.00 W | 94 % | 115 | 11 | Reserved | 0 | 0 % | 0.000 m²
Room XSY001 on Floor Ground Floor in Site SWANLEY MTX | 225045.00 W | 240000.00 W | 94 % | 116 | 9 | Free | 9 | 100 % | 3.120 m²
Room XSY001 on Floor Ground Floor in Site SWANLEY MTX | 225045.00 W | 240000.00 W | 94 % | 116 | 9 | Occupied | 0 | 0 % | 0.000 m²
Room XSY001 on Floor Ground Floor in Site SWANLEY MTX | 225045.00 W | 240000.00 W | 94 % | 116 | 9 | Reserved | 0 | 0 % | 0.000 m²
Room XSY001 on Floor Ground Floor in Site SWANLEY MTX | 225045.00 W | 240000.00 W | 94 % | 117 | 9 | Free | 9 | 100 % | 3.120 m²
Room XSY001 on Floor Ground Floor in Site SWANLEY MTX | 225045.00 W | 240000.00 W | 94 % | 117 | 9 | Occupied | 0 | 0 % | 0.000 m²
Room XSY001 on Floor Ground Floor in Site SWANLEY MTX | 225045.00 W | 240000.00 W | 94 % | 117 | 9 | Reserved | 0 | 0 % | 0.000 m²
Room XSY001 on Floor Ground Floor in Site SWANLEY MTX | 225045.00 W | 240000.00 W | 94 % | 118 | 6 | Free | 6 | 100 % | 3.120 m²
Room XSY001 on Floor Ground Floor in Site SWANLEY MTX | 225045.00 W | 240000.00 W | 94 % | 118 | 6 | Occupied | 0 | 0 % | 0.000 m²
Room XSY001 on Floor Ground Floor in Site SWANLEY MTX | 225045.00 W | 240000.00 W | 94 % | 118 | 6 | Reserved | 0 | 0 % | 0.000 m²
Room XSY001 on Floor Ground Floor in Site SWANLEY MTX | 225045.00 W | 240000.00 W | 94 % | 119 | 6 | Free | 6 | 100 % | 3.120 m²
Room XSY001 on Floor Ground Floor in Site SWANLEY MTX | 225045.00 W | 240000.00 W | 94 % | 119 | 6 | Occupied | 0 | 0 % | 0.000 m²
Room XSY001 on Floor Ground Floor in Site SWANLEY MTX | 225045.00 W | 240000.00 W | 94 % | 119 | 6 | Reserved | 0 | 0 % | 0.000 m²
Room XSY001 on Floor Ground Floor in Site SWANLEY MTX | 225045.00 W | 240000.00 W | 94 % | 120 | 9 | Free | 6 | 75 % | 3.516 m²
Room XSY001 on Floor Ground Floor in Site SWANLEY MTX | 225045.00 W | 240000.00 W | 94 % | 120 | 9 | Occupied | 3 | 25 % | 1.164 m² | Rack 120/121*08, Floor Position = 120/121*08 | 40 | 41 | 39 | 40 | 41 | 39
Room XSY001 on Floor Ground Floor in Site SWANLEY MTX | 225045.00 W | 240000.00 W | 94 % | 120 | 9 | Occupied | 3 | 25 % | 1.164 m² | Rack 120/121*10, Floor Position = 120/121*10 | 35 | 41 | 35 | 35 | 41 | 35
Room XSY001 on Floor Ground Floor in Site SWANLEY MTX | 225045.00 W | 240000.00 W | 94 % | 120 | 9 | Occupied | 3 | 25 % | 1.164 m² | Rack 120/121*11, Floor Position = 120/121*11 | 41 | 41 | 40 | 41 | 41 | 40
Room XSY001 on Floor Ground Floor in Site SWANLEY MTX | 225045.00 W | 240000.00 W | 94 % | 120 | 9 | Reserved | 0 | 0 % | 0.000 m²
Room XSY001 on Floor Ground Floor in Site SWANLEY MTX | 225045.00 W | 240000.00 W | 94 % | 121 | 9 | Free | 6 | 69 % | 3.240 m²
Room XSY001 on Floor Ground Floor in Site SWANLEY MTX | 225045.00 W | 240000.00 W | 94 % | 121 | 9 | Occupied | 3 | 31 % | 1.440 m² | Rack 120/121*08, Floor Position = 120/121*08 | 40 | 41 | 39 | 40 | 41 | 39
Room XSY001 on Floor Ground Floor in Site SWANLEY MTX | 225045.00 W | 240000.00 W | 94 % | 121 | 9 | Occupied | 3 | 31 % | 1.440 m² | Rack 120/121*11, Floor Position = 120/121*11 | 41 | 41 | 40 | 41 | 41 | 40
Room XSY001 on Floor Ground Floor in Site SWANLEY MTX | 225045.00 W | 240000.00 W | 94 % | 121 | 9 | Occupied | 3 | 31 % | 1.440 m² | Rack 120/121*10, Floor Position = 120/121*10 | 35 | 41 | 35 | 35 | 41 | 35
Room XSY001 on Floor Ground Floor in Site SWANLEY MTX | 225045.00 W | 240000.00 W | 94 % | 121 | 9 | Reserved | 0 | 0 % | 0.000 m²
Room XSY001 on Floor Ground Floor in Site SWANLEY MTX | 225045.00 W | 240000.00 W | 94 % | 122 | 11 | Free | 7 | 69 % | 2.160 m²
Room XSY001 on Floor Ground Floor in Site SWANLEY MTX | 225045.00 W | 240000.00 W | 94 % | 122 | 11 | Occupied | 4 | 31 % | 0.960 m² | Rack 122*03, Floor Position = 122*03 | 36 | 36 | 36 | 36 | 36 | 36
Room XSY001 on Floor Ground Floor in Site SWANLEY MTX | 225045.00 W | 240000.00 W | 94 % | 122 | 11 | Occupied | 4 | 31 % | 0.960 m² | Rack 122*02, Floor Position = 122*02 | 36 | 36 | 36 | 36 | 36 | 36
Room XSY001 on Floor Ground Floor in Site SWANLEY MTX | 225045.00 W | 240000.00 W | 94 % | 122 | 11 | Occupied | 4 | 31 % | 0.960 m² | Rack 122*04, Floor Position = 122*04 | 34 | 36 | 34 | 34 | 36 | 34
Room XSY001 on Floor Ground Floor in Site SWANLEY MTX | 225045.00 W | 240000.00 W | 94 % | 122 | 11 | Occupied | 4 | 31 % | 0.960 m² | Rack 122/123*01, Floor Position = 122/123*01 | 32 | 36 | 32 | 32 | 36 | 32
Room XSY001 on Floor Ground Floor in Site SWANLEY MTX | 225045.00 W | 240000.00 W | 94 % | 122 | 11 | Reserved | 0 | 0 % | 0.000 m²
Room XSY001 on Floor Ground Floor in Site SWANLEY MTX | 225045.00 W | 240000.00 W | 94 % | 123 | 11 | Free | 7 | 69 % | 2.160 m²
Room XSY001 on Floor Ground Floor in Site SWANLEY MTX | 225045.00 W | 240000.00 W | 94 % | 123 | 11 | Occupied | 4 | 31 % | 0.960 m² | Rack 123*03, Floor Position = 123*03 | 10 | 36 | 10 | 10 | 36 | 10
Room XSY001 on Floor Ground Floor in Site SWANLEY MTX | 225045.00 W | 240000.00 W | 94 % | 123 | 11 | Occupied | 4 | 31 % | 0.960 m² | Rack 123*02, Floor Position = 123*02 | 36 | 36 | 36 | 36 | 36 | 36
Room XSY001 on Floor Ground Floor in Site SWANLEY MTX | 225045.00 W | 240000.00 W | 94 % | 123 | 11 | Occupied | 4 | 31 % | 0.960 m² | Rack 123*04, Floor Position = 123*04 | 32 | 36 | 32 | 32 | 36 | 32
Room XSY001 on Floor Ground Floor in Site SWANLEY MTX | 225045.00 W | 240000.00 W | 94 % | 123 | 11 | Occupied | 4 | 31 % | 0.960 m² | Rack 122/123*01, Floor Position = 122/123*01 | 32 | 36 | 32 | 32 | 36 | 32
Room XSY001 on Floor Ground Floor in Site SWANLEY MTX | 225045.00 W | 240000.00 W | 94 % | 123 | 11 | Reserved | 0 | 0 % | 0.000 m²
Room XSY001 on Floor Ground Floor in Site SWANLEY MTX | 225045.00 W | 240000.00 W | 94 % | 124 | 11 | Free | 4 | 46 % | 1.440 m²
Room XSY001 on Floor Ground Floor in Site SWANLEY MTX | 225045.00 W | 240000.00 W | 94 % | 124 | 11 | Occupied | 7 | 54 % | 1.680 m² | Rack 124*05, Floor Position = 124*05 | 34 | 36 | 34 | 34 | 36 | 34
Room XSY001 on Floor Ground Floor in Site SWANLEY MTX | 225045.00 W | 240000.00 W | 94 % | 124 | 11 | Occupied | 7 | 54 % | 1.680 m² | Rack 124/125*07, Floor Position = 124/125*07 | 32 | 36 | 32 | 32 | 36 | 32
Room XSY001 on Floor Ground Floor in Site SWANLEY MTX | 225045.00 W | 240000.00 W | 94 % | 124 | 11 | Occupied | 7 | 54 % | 1.680 m² | Rack 124*08, Floor Position = 124*08 | 36 | 36 | 36 | 36 | 36 | 36
Room XSY001 on Floor Ground Floor in Site SWANLEY MTX | 225045.00 W | 240000.00 W | 94 % | 124 | 11 | Occupied | 7 | 54 % | 1.680 m² | Rack 124*03, Floor Position = 124*03 | 36 | 36 | 36 | 36 | 36 | 36
Room XSY001 on Floor Ground Floor in Site SWANLEY MTX | 225045.00 W | 240000.00 W | 94 % | 124 | 11 | Occupied | 7 | 54 % | 1.680 m² | Rack 124*04, Floor Position = 124*04 | 36 | 36 | 36 | 36 | 36 | 36
Room XSY001 on Floor Ground Floor in Site SWANLEY MTX | 225045.00 W | 240000.00 W | 94 % | 124 | 11 | Occupied | 7 | 54 % | 1.680 m² | Rack 124*10, Floor Position = 124*10 | 34 | 36 | 34 | 34 | 36 | 34
Room XSY001 on Floor Ground Floor in Site SWANLEY MTX | 225045.00 W | 240000.00 W | 94 % | 124 | 11 | Occupied | 7 | 54 % | 1.680 m² | Rack 124*09, Floor Position = 124*09 | 36 | 36 | 36 | 36 | 36 | 36
Room XSY001 on Floor Ground Floor in Site SWANLEY MTX | 225045.00 W | 240000.00 W | 94 % | 124 | 11 | Reserved | 0 | 0 % | 0.000 m²
Room XSY001 on Floor Ground Floor in Site SWANLEY MTX | 225045.00 W | 240000.00 W | 94 % | 125 | 11 | Free | 3 | 38 % | 1.170 m²
Room XSY001 on Floor Ground Floor in Site SWANLEY MTX | 225045.00 W | 240000.00 W | 94 % | 125 | 11 | Occupied | 8 | 62 % | 1.950 m² | Rack 125*05, Floor Position = 125*05 | 32 | 36 | 32 | 32 | 36 | 32
Room XSY001 on Floor Ground Floor in Site SWANLEY MTX | 225045.00 W | 240000.00 W | 94 % | 125 | 11 | Occupied | 8 | 62 % | 1.950 m² | Rack 124/125*07, Floor Position = 124/125*07 | 32 | 36 | 32 | 32 | 36 | 32
Room XSY001 on Floor Ground Floor in Site SWANLEY MTX | 225045.00 W | 240000.00 W | 94 % | 125 | 11 | Occupied | 8 | 62 % | 1.950 m² | Rack 125*08, Floor Position = 125*08 | 36 | 36 | 36 | 36 | 36 | 36
Room XSY001 on Floor Ground Floor in Site SWANLEY MTX | 225045.00 W | 240000.00 W | 94 % | 125 | 11 | Occupied | 8 | 62 % | 1.950 m² | Rack 125*03, Floor Position = 125*03 | 36 | 36 | 36 | 36 | 36 | 36
Room XSY001 on Floor Ground Floor in Site SWANLEY MTX | 225045.00 W | 240000.00 W | 94 % | 125 | 11 | Occupied | 8 | 62 % | 1.950 m² | Rack 125*04, Floor Position = 125*04 | 10 | 36 | 10 | 10 | 36 | 10
Room XSY001 on Floor Ground Floor in Site SWANLEY MTX | 225045.00 W | 240000.00 W | 94 % | 125 | 11 | Occupied | 8 | 62 % | 1.950 m² | Rack 125*10, Floor Position = 125*10 | 32 | 36 | 32 | 32 | 36 | 32
Room XSY001 on Floor Ground Floor in Site SWANLEY MTX | 225045.00 W | 240000.00 W | 94 % | 125 | 11 | Occupied | 8 | 62 % | 1.950 m² | Rack 125*09, Floor Position = 125*09 | 10 | 36 | 10 | 10 | 36 | 10
Room XSY001 on Floor Ground Floor in Site SWANLEY MTX | 225045.00 W | 240000.00 W | 94 % | 125 | 11 | Occupied | 8 | 62 % | 1.950 m² | ODF 125*01, Floor Position = 125*01 | 47 | 47 | 47 | 47 | 47 | 47
Room XSY001 on Floor Ground Floor in Site SWANLEY MTX | 225045.00 W | 240000.00 W | 94 % | 125 | 11 | Reserved | 0 | 0 % | 0.000 m²
Room XSY001 on Floor Ground Floor in Site SWANLEY MTX | 225045.00 W | 240000.00 W | 94 % | 126 | 9 | Free | 4 | 55 % | 1.720 m²
Room XSY001 on Floor Ground Floor in Site SWANLEY MTX | 225045.00 W | 240000.00 W | 94 % | 126 | 9 | Occupied | 5 | 45 % | 1.400 m² | ODF 126*03, Floor Position = 126*03 | 47 | 47 | 47 | 47 | 47 | 47
Room XSY001 on Floor Ground Floor in Site SWANLEY MTX | 225045.00 W | 240000.00 W | 94 % | 126 | 9 | Occupied | 5 | 45 % | 1.400 m² | ODF 126*04, Floor Position = 126*04 | 47 | 47 | 47 | 47 | 47 | 47
Room XSY001 on Floor Ground Floor in Site SWANLEY MTX | 225045.00 W | 240000.00 W | 94 % | 126 | 9 | Occupied | 5 | 45 % | 1.400 m² | ODF 126*06, Floor Position = 126*06 | 47 | 47 | 47 | 47 | 47 | 47
Room XSY001 on Floor Ground Floor in Site SWANLEY MTX | 225045.00 W | 240000.00 W | 94 % | 126 | 9 | Occupied | 5 | 45 % | 1.400 m² | Rack 126/127*13, Floor Position = 126/127*13 | 26 | 39 | 22 | 19 | 39 | 18
Room XSY001 on Floor Ground Floor in Site SWANLEY MTX | 225045.00 W | 240000.00 W | 94 % | 126 | 9 | Occupied | 5 | 45 % | 1.400 m² | ODF 126*01, Floor Position = 126*01 | 47 | 47 | 47 | 47 | 47 | 47
Room XSY001 on Floor Ground Floor in Site SWANLEY MTX | 225045.00 W | 240000.00 W | 94 % | 126 | 9 | Reserved | 0 | 0 % | 0.000 m²
Room XSY001 on Floor Ground Floor in Site SWANLEY MTX | 225045.00 W | 240000.00 W | 94 % | 127 | 9 | Free | 7 | 81 % | 2.530 m²
Room XSY001 on Floor Ground Floor in Site SWANLEY MTX | 225045.00 W | 240000.00 W | 94 % | 127 | 9 | Occupied | 2 | 19 % | 0.590 m² | Rack 126/127*13, Floor Position = 126/127*13 | 26 | 39 | 22 | 19 | 39 | 18
Room XSY001 on Floor Ground Floor in Site SWANLEY MTX | 225045.00 W | 240000.00 W | 94 % | 127 | 9 | Occupied | 2 | 19 % | 0.590 m² | ODF CODF 127*01 (W01), Floor Position = 127*01 | 28 | 47 | 28 | 18 | 47 | 18
Room XSY001 on Floor Ground Floor in Site SWANLEY MTX | 225045.00 W | 240000.00 W | 94 % | 127 | 9 | Reserved | 0 | 0 % | 0.000 m²
Room XSY001 on Floor Ground Floor in Site SWANLEY MTX | 225045.00 W | 240000.00 W | 94 % | 128 | 10 | Free | 9 | 92 % | 2.720 m²
Room XSY001 on Floor Ground Floor in Site SWANLEY MTX | 225045.00 W | 240000.00 W | 94 % | 128 | 10 | Occupied | 1 | 8 % | 0.240 m² | Rack 128*02, Floor Position = 128*02 | 30 | 36 | 30 | 30 | 36 | 30
Room XSY001 on Floor Ground Floor in Site SWANLEY MTX | 225045.00 W | 240000.00 W | 94 % | 128 | 10 | Reserved | 0 | 0 % | 0.000 m²
Room XSY001 on Floor Ground Floor in Site SWANLEY MTX | 225045.00 W | 240000.00 W | 94 % | 129 | 10 | Free | 8 | 84 % | 2.278 m²
Room XSY001 on Floor Ground Floor in Site SWANLEY MTX | 225045.00 W | 240000.00 W | 94 % | 129 | 10 | Occupied | 2 | 16 % | 0.441 m² | Rack 129*03, Floor Position = 129*03 | 30 | 36 | 30 | 30 | 36 | 30
Room XSY001 on Floor Ground Floor in Site SWANLEY MTX | 225045.00 W | 240000.00 W | 94 % | 129 | 10 | Occupied | 2 | 16 % | 0.441 m² | Rack 129*02, Floor Position = 129*02 | 30 | 36 | 30 | 30 | 36 | 30
Room XSY001 on Floor Ground Floor in Site SWANLEY MTX | 225045.00 W | 240000.00 W | 94 % | 129 | 10 | Reserved | 0 | 0 % | 0.000 m²
Room XSY001 on Floor Ground Floor in Site SWANLEY MTX | 225045.00 W | 240000.00 W | 94 % | 130 | 10 | Free | 8 | 83 % | 4.200 m²
Room XSY001 on Floor Ground Floor in Site SWANLEY MTX | 225045.00 W | 240000.00 W | 94 % | 130 | 10 | Occupied | 2 | 17 % | 0.840 m² | Rack 130/131*14, Floor Position = 130/131*14 | 38 | 39 | 38 | 38 | 39 | 38
Room XSY001 on Floor Ground Floor in Site SWANLEY MTX | 225045.00 W | 240000.00 W | 94 % | 130 | 10 | Occupied | 2 | 17 % | 0.840 m² | Rack 130/131*03, Floor Position = 130/131*03 | 39 | 41 | 38 | 39 | 41 | 38
Room XSY001 on Floor Ground Floor in Site SWANLEY MTX | 225045.00 W | 240000.00 W | 94 % | 130 | 10 | Reserved | 0 | 0 % | 0.000 m²
Room XSY001 on Floor Ground Floor in Site SWANLEY MTX | 225045.00 W | 240000.00 W | 94 % | 131 | 10 | Free | 8 | 89 % | 4.497 m²
Room XSY001 on Floor Ground Floor in Site SWANLEY MTX | 225045.00 W | 240000.00 W | 94 % | 131 | 10 | Occupied | 2 | 11 % | 0.543 m² | Rack 130/131*14, Floor Position = 130/131*14 | 38 | 39 | 38 | 38 | 39 | 38
Room XSY001 on Floor Ground Floor in Site SWANLEY MTX | 225045.00 W | 240000.00 W | 94 % | 131 | 10 | Occupied | 2 | 11 % | 0.543 m² | Rack 130/131*03, Floor Position = 130/131*03 | 39 | 41 | 38 | 39 | 41 | 38
Room XSY001 on Floor Ground Floor in Site SWANLEY MTX | 225045.00 W | 240000.00 W | 94 % | 131 | 10 | Reserved | 0 | 0 % | 0.000 m²
Room XSY001 on Floor Ground Floor in Site SWANLEY MTX | 225045.00 W | 240000.00 W | 94 % | 132 | 9 | Free | 4 | 61 % | 2.035 m²
Room XSY001 on Floor Ground Floor in Site SWANLEY MTX | 225045.00 W | 240000.00 W | 94 % | 132 | 9 | Occupied | 5 | 39 % | 1.325 m² | ODF 132*13, Floor Position = 132*13 | 47 | 47 | 47 | 47 | 47 | 47
Room XSY001 on Floor Ground Floor in Site SWANLEY MTX | 225045.00 W | 240000.00 W | 94 % | 132 | 9 | Occupied | 5 | 39 % | 1.325 m² | Rack 132/133*07, Floor Position = 132/133*07 | 23 | 46 | 22 | 22 | 46 | 21
Room XSY001 on Floor Ground Floor in Site SWANLEY MTX | 225045.00 W | 240000.00 W | 94 % | 132 | 9 | Occupied | 5 | 39 % | 1.325 m² | Rack 132/133*11, Floor Position = 132/133*11 | 36 | 41 | 36 | 36 | 41 | 36
Room XSY001 on Floor Ground Floor in Site SWANLEY MTX | 225045.00 W | 240000.00 W | 94 % | 132 | 9 | Occupied | 5 | 39 % | 1.325 m² | ODF 132*01, Floor Position = 132*01 | 47 | 47 | 47 | 47 | 47 | 47
Room XSY001 on Floor Ground Floor in Site SWANLEY MTX | 225045.00 W | 240000.00 W | 94 % | 132 | 9 | Occupied | 5 | 39 % | 1.325 m² | Rack 132/133*03, Floor Position = 132/133*03 | 0 | 45 | 0 | 0 | 42 | 0
Room XSY001 on Floor Ground Floor in Site SWANLEY MTX | 225045.00 W | 240000.00 W | 94 % | 132 | 9 | Reserved | 0 | 0 % | 0.000 m²
Room XSY001 on Floor Ground Floor in Site SWANLEY MTX | 225045.00 W | 240000.00 W | 94 % | 133 | 9 | Free | 4 | 61 % | 2.035 m²
Room XSY001 on Floor Ground Floor in Site SWANLEY MTX | 225045.00 W | 240000.00 W | 94 % | 133 | 9 | Occupied | 5 | 39 % | 1.325 m² | Rack 133*13, Floor Position = 133*13 | 47 | 47 | 47 | 47 | 47 | 47
Room XSY001 on Floor Ground Floor in Site SWANLEY MTX | 225045.00 W | 240000.00 W | 94 % | 133 | 9 | Occupied | 5 | 39 % | 1.325 m² | Rack 132/133*07, Floor Position = 132/133*07 | 23 | 46 | 22 | 22 | 46 | 21
Room XSY001 on Floor Ground Floor in Site SWANLEY MTX | 225045.00 W | 240000.00 W | 94 % | 133 | 9 | Occupied | 5 | 39 % | 1.325 m² | Rack 132/133*11, Floor Position = 132/133*11 | 36 | 41 | 36 | 36 | 41 | 36
Room XSY001 on Floor Ground Floor in Site SWANLEY MTX | 225045.00 W | 240000.00 W | 94 % | 133 | 9 | Occupied | 5 | 39 % | 1.325 m² | Rack 133*01, Floor Position = 133*01 | 47 | 47 | 47 | 47 | 47 | 47
Room XSY001 on Floor Ground Floor in Site SWANLEY MTX | 225045.00 W | 240000.00 W | 94 % | 133 | 9 | Occupied | 5 | 39 % | 1.325 m² | Rack 132/133*03, Floor Position = 132/133*03 | 0 | 45 | 0 | 0 | 42 | 0
Room XSY001 on Floor Ground Floor in Site SWANLEY MTX | 225045.00 W | 240000.00 W | 94 % | 133 | 9 | Reserved | 0 | 0 % | 0.000 m²
Room XSY001 on Floor Ground Floor in Site SWANLEY MTX | 225045.00 W | 240000.00 W | 94 % | 134 | 10 | Free | 7 | 80 % | 2.680 m²
Room XSY001 on Floor Ground Floor in Site SWANLEY MTX | 225045.00 W | 240000.00 W | 94 % | 134 | 10 | Occupied | 3 | 20 % | 0.680 m² | Rack 134/135*01, Floor Position = 134/135*01 | 7 | 32 | 1 | 4 | 18 | 1
Room XSY001 on Floor Ground Floor in Site SWANLEY MTX | 225045.00 W | 240000.00 W | 94 % | 134 | 10 | Occupied | 3 | 20 % | 0.680 m² | Rack 134*11, Floor Position = 134*11 | 56 | 55 | 55 | 56 | 55 | 55
Room XSY001 on Floor Ground Floor in Site SWANLEY MTX | 225045.00 W | 240000.00 W | 94 % | 134 | 10 | Occupied | 3 | 20 % | 0.680 m² | Rack 134*12, Floor Position = 134*12 | 41 | 45 | 41 | 41 | 45 | 41
Room XSY001 on Floor Ground Floor in Site SWANLEY MTX | 225045.00 W | 240000.00 W | 94 % | 134 | 10 | Reserved | 0 | 0 % | 0.000 m²
Room XSY001 on Floor Ground Floor in Site SWANLEY MTX | 225045.00 W | 240000.00 W | 94 % | 135 | 10 | Free | 8 | 85 % | 2.860 m²
Room XSY001 on Floor Ground Floor in Site SWANLEY MTX | 225045.00 W | 240000.00 W | 94 % | 135 | 10 | Occupied | 2 | 15 % | 0.500 m² | Rack 134/135*01, Floor Position = 134/135*01 | 7 | 32 | 1 | 4 | 18 | 1
Room XSY001 on Floor Ground Floor in Site SWANLEY MTX | 225045.00 W | 240000.00 W | 94 % | 135 | 10 | Occupied | 2 | 15 % | 0.500 m² | Rack 135*11, Floor Position = 135*11 | 56 | 56 | 56 | 56 | 56 | 56
Room XSY001 on Floor Ground Floor in Site SWANLEY MTX | 225045.00 W | 240000.00 W | 94 % | 135 | 10 | Reserved | 0 | 0 % | 0.000 m²
Room XSY001 on Floor Ground Floor in Site SWANLEY MTX | 225045.00 W | 240000.00 W | 94 % | 136 | 12 | Free | 3 | 23 % | 0.768 m²
Room XSY001 on Floor Ground Floor in Site SWANLEY MTX | 225045.00 W | 240000.00 W | 94 % | 136 | 12 | Occupied | 9 | 77 % | 2.592 m² | Rack 136*01, Floor Position = 136*01 | 45 | 45 | 45 | 45 | 45 | 45
Room XSY001 on Floor Ground Floor in Site SWANLEY MTX | 225045.00 W | 240000.00 W | 94 % | 136 | 12 | Occupied | 9 | 77 % | 2.592 m² | Rack 136*03, Floor Position = 136*03 | 45 | 45 | 45 | 45 | 45 | 45
Room XSY001 on Floor Ground Floor in Site SWANLEY MTX | 225045.00 W | 240000.00 W | 94 % | 136 | 12 | Occupied | 9 | 77 % | 2.592 m² | Rack 136*04, Floor Position = 136*04 | 45 | 45 | 45 | 45 | 45 | 45
Room XSY001 on Floor Ground Floor in Site SWANLEY MTX | 225045.00 W | 240000.00 W | 94 % | 136 | 12 | Occupied | 9 | 77 % | 2.592 m² | Rack 136*02, Floor Position = 136*02 | 45 | 45 | 45 | 45 | 45 | 45
Room XSY001 on Floor Ground Floor in Site SWANLEY MTX | 225045.00 W | 240000.00 W | 94 % | 136 | 12 | Occupied | 9 | 77 % | 2.592 m² | Rack 136*06, Floor Position = 136*06 | 45 | 45 | 45 | 45 | 45 | 45
Room XSY001 on Floor Ground Floor in Site SWANLEY MTX | 225045.00 W | 240000.00 W | 94 % | 136 | 12 | Occupied | 9 | 77 % | 2.592 m² | Rack 136*07, Floor Position = 136*07 | 45 | 45 | 45 | 45 | 45 | 45
Room XSY001 on Floor Ground Floor in Site SWANLEY MTX | 225045.00 W | 240000.00 W | 94 % | 136 | 12 | Occupied | 9 | 77 % | 2.592 m² | Rack 136*05, Floor Position = 136*05 | 45 | 45 | 45 | 45 | 45 | 45
Room XSY001 on Floor Ground Floor in Site SWANLEY MTX | 225045.00 W | 240000.00 W | 94 % | 136 | 12 | Occupied | 9 | 77 % | 2.592 m² | Rack 136*09, Floor Position = 136*09 | 45 | 45 | 45 | 45 | 45 | 45
Room XSY001 on Floor Ground Floor in Site SWANLEY MTX | 225045.00 W | 240000.00 W | 94 % | 136 | 12 | Occupied | 9 | 77 % | 2.592 m² | Rack 136*08, Floor Position = 136*08 | 45 | 45 | 45 | 45 | 45 | 45
Room XSY001 on Floor Ground Floor in Site SWANLEY MTX | 225045.00 W | 240000.00 W | 94 % | 136 | 12 | Reserved | 0 | 0 % | 0.000 m²
Room XSY001 on Floor Ground Floor in Site SWANLEY MTX | 225045.00 W | 240000.00 W | 94 % | 137 | 12 | Free | 3 | 23 % | 0.768 m²
Room XSY001 on Floor Ground Floor in Site SWANLEY MTX | 225045.00 W | 240000.00 W | 94 % | 137 | 12 | Occupied | 9 | 77 % | 2.592 m² | Rack 137*01, Floor Position = 137*01 | 27 | 45 | 27 | 26 | 45 | 26
Room XSY001 on Floor Ground Floor in Site SWANLEY MTX | 225045.00 W | 240000.00 W | 94 % | 137 | 12 | Occupied | 9 | 77 % | 2.592 m² | Rack 137*03, Floor Position = 137*03 | 27 | 45 | 27 | 26 | 45 | 26
Room XSY001 on Floor Ground Floor in Site SWANLEY MTX | 225045.00 W | 240000.00 W | 94 % | 137 | 12 | Occupied | 9 | 77 % | 2.592 m² | Rack 137*04, Floor Position = 137*04 | 27 | 45 | 27 | 26 | 45 | 26
Room XSY001 on Floor Ground Floor in Site SWANLEY MTX | 225045.00 W | 240000.00 W | 94 % | 137 | 12 | Occupied | 9 | 77 % | 2.592 m² | Rack 137*02, Floor Position = 137*02 | 3 | 43 | 3 | 2 | 22 | 2
Room XSY001 on Floor Ground Floor in Site SWANLEY MTX | 225045.00 W | 240000.00 W | 94 % | 137 | 12 | Occupied | 9 | 77 % | 2.592 m² | Rack 137*06, Floor Position = 137*06 | 27 | 45 | 27 | 26 | 45 | 26
Room XSY001 on Floor Ground Floor in Site SWANLEY MTX | 225045.00 W | 240000.00 W | 94 % | 137 | 12 | Occupied | 9 | 77 % | 2.592 m² | Rack 137*07, Floor Position = 137*07 | 27 | 45 | 27 | 26 | 45 | 26
Room XSY001 on Floor Ground Floor in Site SWANLEY MTX | 225045.00 W | 240000.00 W | 94 % | 137 | 12 | Occupied | 9 | 77 % | 2.592 m² | Rack 137*05, Floor Position = 137*05 | 27 | 45 | 27 | 26 | 45 | 26
Room XSY001 on Floor Ground Floor in Site SWANLEY MTX | 225045.00 W | 240000.00 W | 94 % | 137 | 12 | Occupied | 9 | 77 % | 2.592 m² | Rack 137*09, Floor Position = 137*09 | 27 | 45 | 27 | 26 | 45 | 26
Room XSY001 on Floor Ground Floor in Site SWANLEY MTX | 225045.00 W | 240000.00 W | 94 % | 137 | 12 | Occupied | 9 | 77 % | 2.592 m² | Rack 137*08, Floor Position = 137*08 | 27 | 45 | 27 | 26 | 45 | 26
Room XSY001 on Floor Ground Floor in Site SWANLEY MTX | 225045.00 W | 240000.00 W | 94 % | 137 | 12 | Reserved | 0 | 0 % | 0.000 m²
Room XSY001 on Floor Ground Floor in Site SWANLEY MTX | 225045.00 W | 240000.00 W | 94 % | 138 | 9 | Free | 5 | 56 % | 1.760 m²
Room XSY001 on Floor Ground Floor in Site SWANLEY MTX | 225045.00 W | 240000.00 W | 94 % | 138 | 9 | Occupied | 4 | 44 % | 1.360 m² | Rack 138/139*12, Floor Position = 138/139*12 | 23 | 42 | 23 | 23 | 42 | 23
Room XSY001 on Floor Ground Floor in Site SWANLEY MTX | 225045.00 W | 240000.00 W | 94 % | 138 | 9 | Occupied | 4 | 44 % | 1.360 m² | Rack 138/139*01, Floor Position = 138/139*01 | 37 | 46 | 37 | 37 | 46 | 37
Room XSY001 on Floor Ground Floor in Site SWANLEY MTX | 225045.00 W | 240000.00 W | 94 % | 138 | 9 | Occupied | 4 | 44 % | 1.360 m² | Rack 138/139*02, Floor Position = 138/139*02 | 36 | 46 | 36 | 36 | 46 | 36
Room XSY001 on Floor Ground Floor in Site SWANLEY MTX | 225045.00 W | 240000.00 W | 94 % | 138 | 9 | Occupied | 4 | 44 % | 1.360 m² | Rack 138/139*11, Floor Position = 138/139*11 | 37 | 41 | 37 | 37 | 41 | 37
Room XSY001 on Floor Ground Floor in Site SWANLEY MTX | 225045.00 W | 240000.00 W | 94 % | 138 | 9 | Reserved | 0 | 0 % | 0.000 m²
Room XSY001 on Floor Ground Floor in Site SWANLEY MTX | 225045.00 W | 240000.00 W | 94 % | 139 | 9 | Free | 5 | 56 % | 1.760 m²
Room XSY001 on Floor Ground Floor in Site SWANLEY MTX | 225045.00 W | 240000.00 W | 94 % | 139 | 9 | Occupied | 4 | 44 % | 1.360 m² | Rack 138/139*12, Floor Position = 138/139*12 | 23 | 42 | 23 | 23 | 42 | 23
Room XSY001 on Floor Ground Floor in Site SWANLEY MTX | 225045.00 W | 240000.00 W | 94 % | 139 | 9 | Occupied | 4 | 44 % | 1.360 m² | Rack 138/139*01, Floor Position = 138/139*01 | 37 | 46 | 37 | 37 | 46 | 37
Room XSY001 on Floor Ground Floor in Site SWANLEY MTX | 225045.00 W | 240000.00 W | 94 % | 139 | 9 | Occupied | 4 | 44 % | 1.360 m² | Rack 138/139*02, Floor Position = 138/139*02 | 36 | 46 | 36 | 36 | 46 | 36
Room XSY001 on Floor Ground Floor in Site SWANLEY MTX | 225045.00 W | 240000.00 W | 94 % | 139 | 9 | Occupied | 4 | 44 % | 1.360 m² | Rack 138/139*11, Floor Position = 138/139*11 | 37 | 41 | 37 | 37 | 41 | 37
Room XSY001 on Floor Ground Floor in Site SWANLEY MTX | 225045.00 W | 240000.00 W | 94 % | 139 | 9 | Reserved | 0 | 0 % | 0.000 m²
Room XSY001 on Floor Ground Floor in Site SWANLEY MTX | 225045.00 W | 240000.00 W | 94 % | 140 | 6 | Free | 6 | 100 % | 1.920 m²
Room XSY001 on Floor Ground Floor in Site SWANLEY MTX | 225045.00 W | 240000.00 W | 94 % | 140 | 6 | Occupied | 0 | 0 % | 0.000 m²
Room XSY001 on Floor Ground Floor in Site SWANLEY MTX | 225045.00 W | 240000.00 W | 94 % | 140 | 6 | Reserved | 0 | 0 % | 0.000 m²
Room XSY001 on Floor Ground Floor in Site SWANLEY MTX | 225045.00 W | 240000.00 W | 94 % | 141 | 6 | Free | 6 | 100 % | 1.920 m²
Room XSY001 on Floor Ground Floor in Site SWANLEY MTX | 225045.00 W | 240000.00 W | 94 % | 141 | 6 | Occupied | 0 | 0 % | 0.000 m²
Room XSY001 on Floor Ground Floor in Site SWANLEY MTX | 225045.00 W | 240000.00 W | 94 % | 141 | 6 | Reserved | 0 | 0 % | 0.000 m²
Room XSY001 on Floor Ground Floor in Site SWANLEY MTX | 225045.00 W | 240000.00 W | 94 % | 142 | 10 | Free | 6 | 62 % | 2.080 m²
Room XSY001 on Floor Ground Floor in Site SWANLEY MTX | 225045.00 W | 240000.00 W | 94 % | 142 | 10 | Occupied | 4 | 38 % | 1.280 m² | Rack 142/143*12, Floor Position = 142/143*12 | 32 | 26 | 20 | 14 | 22 | 13
Room XSY001 on Floor Ground Floor in Site SWANLEY MTX | 225045.00 W | 240000.00 W | 94 % | 142 | 10 | Occupied | 4 | 38 % | 1.280 m² | Rack 142/143*11, Floor Position = 142/143*11 | 6 | 30 | 2 | 5 | 29 | 1
Room XSY001 on Floor Ground Floor in Site SWANLEY MTX | 225045.00 W | 240000.00 W | 94 % | 142 | 10 | Occupied | 4 | 38 % | 1.280 m² | Rack 142/143*14, Floor Position = 142/143*14 | 33 | 26 | 20 | 14 | 23 | 13
Room XSY001 on Floor Ground Floor in Site SWANLEY MTX | 225045.00 W | 240000.00 W | 94 % | 142 | 10 | Occupied | 4 | 38 % | 1.280 m² | Rack 142/143*13, Floor Position = 142/143*13 | 6 | 30 | 2 | 5 | 29 | 1
Room XSY001 on Floor Ground Floor in Site SWANLEY MTX | 225045.00 W | 240000.00 W | 94 % | 142 | 10 | Reserved | 0 | 0 % | 0.000 m²
Room XSY001 on Floor Ground Floor in Site SWANLEY MTX | 225045.00 W | 240000.00 W | 94 % | 143 | 10 | Free | 6 | 62 % | 2.080 m²
Room XSY001 on Floor Ground Floor in Site SWANLEY MTX | 225045.00 W | 240000.00 W | 94 % | 143 | 10 | Occupied | 4 | 38 % | 1.280 m² | Rack 142/143*12, Floor Position = 142/143*12 | 32 | 26 | 20 | 14 | 22 | 13
Room XSY001 on Floor Ground Floor in Site SWANLEY MTX | 225045.00 W | 240000.00 W | 94 % | 143 | 10 | Occupied | 4 | 38 % | 1.280 m² | Rack 142/143*11, Floor Position = 142/143*11 | 6 | 30 | 2 | 5 | 29 | 1
Room XSY001 on Floor Ground Floor in Site SWANLEY MTX | 225045.00 W | 240000.00 W | 94 % | 143 | 10 | Occupied | 4 | 38 % | 1.280 m² | Rack 142/143*14, Floor Position = 142/143*14 | 33 | 26 | 20 | 14 | 23 | 13
Room XSY001 on Floor Ground Floor in Site SWANLEY MTX | 225045.00 W | 240000.00 W | 94 % | 143 | 10 | Occupied | 4 | 38 % | 1.280 m² | Rack 142/143*13, Floor Position = 142/143*13 | 6 | 30 | 2 | 5 | 29 | 1
Room XSY001 on Floor Ground Floor in Site SWANLEY MTX | 225045.00 W | 240000.00 W | 94 % | 143 | 10 | Reserved | 0 | 0 % | 0.000 m²
Room XSY001 on Floor Ground Floor in Site SWANLEY MTX | 225045.00 W | 240000.00 W | 94 % | 146 | 11 | Free | 2 | 41 % | 2.061 m²
Room XSY001 on Floor Ground Floor in Site SWANLEY MTX | 225045.00 W | 240000.00 W | 94 % | 146 | 11 | Occupied | 9 | 59 % | 2.979 m² | Rack 146/147*05, Floor Position = 146/147*05 | 43 | 47 | 42 | 39 | 47 | 39
Room XSY001 on Floor Ground Floor in Site SWANLEY MTX | 225045.00 W | 240000.00 W | 94 % | 146 | 11 | Occupied | 9 | 59 % | 2.979 m² | Rack 146/147*02, Floor Position = 146/147*02 | 39 | 41 | 39 | 39 | 41 | 39
Room XSY001 on Floor Ground Floor in Site SWANLEY MTX | 225045.00 W | 240000.00 W | 94 % | 146 | 11 | Occupied | 9 | 59 % | 2.979 m² | Rack 146/147*01, Floor Position = 146/147*01 | 40 | 41 | 40 | 40 | 41 | 40
Room XSY001 on Floor Ground Floor in Site SWANLEY MTX | 225045.00 W | 240000.00 W | 94 % | 146 | 11 | Occupied | 9 | 59 % | 2.979 m² | Rack 146/147*09, Floor Position = 146/147*09 | 39 | 41 | 39 | 39 | 41 | 39
Room XSY001 on Floor Ground Floor in Site SWANLEY MTX | 225045.00 W | 240000.00 W | 94 % | 146 | 11 | Occupied | 9 | 59 % | 2.979 m² | Rack 146/147*11, Floor Position = 146/147*11 | 17 | 46 | 16 | 10 | 46 | 10
Room XSY001 on Floor Ground Floor in Site SWANLEY MTX | 225045.00 W | 240000.00 W | 94 % | 146 | 11 | Occupied | 9 | 59 % | 2.979 m² | Rack 146/147*10, Floor Position = 146/147*10 | 12 | 41 | 11 | 10 | 41 | 10
Room XSY001 on Floor Ground Floor in Site SWANLEY MTX | 225045.00 W | 240000.00 W | 94 % | 146 | 11 | Occupied | 9 | 59 % | 2.979 m² | Rack 146/147*06, Floor Position = 146/147*06 | 31 | 46 | 30 | 20 | 46 | 19
Room XSY001 on Floor Ground Floor in Site SWANLEY MTX | 225045.00 W | 240000.00 W | 94 % | 146 | 11 | Occupied | 9 | 59 % | 2.979 m² | Rack 146/147*08, Floor Position = 146/147*08 | 12 | 41 | 11 | 10 | 41 | 10
Room XSY001 on Floor Ground Floor in Site SWANLEY MTX | 225045.00 W | 240000.00 W | 94 % | 146 | 11 | Occupied | 9 | 59 % | 2.979 m² | Rack 146/147*13, Floor Position = 146/147*13 | 31 | 33 | 19 | 13 | 30 | 13
Room XSY001 on Floor Ground Floor in Site SWANLEY MTX | 225045.00 W | 240000.00 W | 94 % | 146 | 11 | Reserved | 0 | 0 % | 0.000 m²
Room XSY001 on Floor Ground Floor in Site SWANLEY MTX | 225045.00 W | 240000.00 W | 94 % | 147 | 11 | Free | 2 | 17 % | 0.840 m²
Room XSY001 on Floor Ground Floor in Site SWANLEY MTX | 225045.00 W | 240000.00 W | 94 % | 147 | 11 | Occupied | 9 | 83 % | 4.200 m² | Rack 146/147*05, Floor Position = 146/147*05 | 43 | 47 | 42 | 39 | 47 | 39
Room XSY001 on Floor Ground Floor in Site SWANLEY MTX | 225045.00 W | 240000.00 W | 94 % | 147 | 11 | Occupied | 9 | 83 % | 4.200 m² | Rack 146/147*02, Floor Position = 146/147*02 | 39 | 41 | 39 | 39 | 41 | 39
Room XSY001 on Floor Ground Floor in Site SWANLEY MTX | 225045.00 W | 240000.00 W | 94 % | 147 | 11 | Occupied | 9 | 83 % | 4.200 m² | Rack 146/147*01, Floor Position = 146/147*01 | 40 | 41 | 40 | 40 | 41 | 40
Room XSY001 on Floor Ground Floor in Site SWANLEY MTX | 225045.00 W | 240000.00 W | 94 % | 147 | 11 | Occupied | 9 | 83 % | 4.200 m² | Rack 146/147*09, Floor Position = 146/147*09 | 39 | 41 | 39 | 39 | 41 | 39
Room XSY001 on Floor Ground Floor in Site SWANLEY MTX | 225045.00 W | 240000.00 W | 94 % | 147 | 11 | Occupied | 9 | 83 % | 4.200 m² | Rack 146/147*10, Floor Position = 146/147*10 | 12 | 41 | 11 | 10 | 41 | 10
Room XSY001 on Floor Ground Floor in Site SWANLEY MTX | 225045.00 W | 240000.00 W | 94 % | 147 | 11 | Occupied | 9 | 83 % | 4.200 m² | Rack 146/147*11, Floor Position = 146/147*11 | 17 | 46 | 16 | 10 | 46 | 10
Room XSY001 on Floor Ground Floor in Site SWANLEY MTX | 225045.00 W | 240000.00 W | 94 % | 147 | 11 | Occupied | 9 | 83 % | 4.200 m² | Rack 146/147*06, Floor Position = 146/147*06 | 31 | 46 | 30 | 20 | 46 | 19
Room XSY001 on Floor Ground Floor in Site SWANLEY MTX | 225045.00 W | 240000.00 W | 94 % | 147 | 11 | Occupied | 9 | 83 % | 4.200 m² | Rack 146/147*08, Floor Position = 146/147*08 | 12 | 41 | 11 | 10 | 41 | 10
Room XSY001 on Floor Ground Floor in Site SWANLEY MTX | 225045.00 W | 240000.00 W | 94 % | 147 | 11 | Occupied | 9 | 83 % | 4.200 m² | Rack 146/147*13, Floor Position = 146/147*13 | 31 | 33 | 19 | 13 | 30 | 13
Room XSY001 on Floor Ground Floor in Site SWANLEY MTX | 225045.00 W | 240000.00 W | 94 % | 147 | 11 | Reserved | 0 | 0 % | 0.000 m²
Room XSY001 on Floor Ground Floor in Site SWANLEY MTX | 225045.00 W | 240000.00 W | 94 % | 148 | 7 | Free | 1 | 11 % | 0.240 m²
Room XSY001 on Floor Ground Floor in Site SWANLEY MTX | 225045.00 W | 240000.00 W | 94 % | 148 | 7 | Occupied | 6 | 89 % | 1.920 m² | Rack 148/149*04, Floor Position = 148/149*04 | 24 | 41 | 23 | 14 | 41 | 14
Room XSY001 on Floor Ground Floor in Site SWANLEY MTX | 225045.00 W | 240000.00 W | 94 % | 148 | 7 | Occupied | 6 | 89 % | 1.920 m² | Rack 148/149*01, Floor Position = 148/149*01 | 22 | 41 | 21 | 19 | 41 | 19
Room XSY001 on Floor Ground Floor in Site SWANLEY MTX | 225045.00 W | 240000.00 W | 94 % | 148 | 7 | Occupied | 6 | 89 % | 1.920 m² | Rack 148/149*03, Floor Position = 148/149*03 | 42 | 41 | 40 | 40 | 40 | 39
Room XSY001 on Floor Ground Floor in Site SWANLEY MTX | 225045.00 W | 240000.00 W | 94 % | 148 | 7 | Occupied | 6 | 89 % | 1.920 m² | Rack 148/149*02, Floor Position = 148/149*02 | 22 | 41 | 21 | 19 | 41 | 19
Room XSY001 on Floor Ground Floor in Site SWANLEY MTX | 225045.00 W | 240000.00 W | 94 % | 148 | 7 | Occupied | 6 | 89 % | 1.920 m² | Rack 148/149*05, Floor Position = 148/149*05 | 25 | 37 | 24 | 22 | 37 | 21
Room XSY001 on Floor Ground Floor in Site SWANLEY MTX | 225045.00 W | 240000.00 W | 94 % | 148 | 7 | Occupied | 6 | 89 % | 1.920 m² | Rack 148/149*06, Floor Position = 148/149*06 | 10 | 27 | 7 | 7 | 19 | 6
Room XSY001 on Floor Ground Floor in Site SWANLEY MTX | 225045.00 W | 240000.00 W | 94 % | 148 | 7 | Reserved | 0 | 0 % | 0.000 m²
Room XSY001 on Floor Ground Floor in Site SWANLEY MTX | 225045.00 W | 240000.00 W | 94 % | 149 | 7 | Free | 1 | 11 % | 0.240 m²
Room XSY001 on Floor Ground Floor in Site SWANLEY MTX | 225045.00 W | 240000.00 W | 94 % | 149 | 7 | Occupied | 6 | 89 % | 1.920 m² | Rack 148/149*04, Floor Position = 148/149*04 | 24 | 41 | 23 | 14 | 41 | 14
Room XSY001 on Floor Ground Floor in Site SWANLEY MTX | 225045.00 W | 240000.00 W | 94 % | 149 | 7 | Occupied | 6 | 89 % | 1.920 m² | Rack 148/149*01, Floor Position = 148/149*01 | 22 | 41 | 21 | 19 | 41 | 19
Room XSY001 on Floor Ground Floor in Site SWANLEY MTX | 225045.00 W | 240000.00 W | 94 % | 149 | 7 | Occupied | 6 | 89 % | 1.920 m² | Rack 148/149*03, Floor Position = 148/149*03 | 42 | 41 | 40 | 40 | 40 | 39
Room XSY001 on Floor Ground Floor in Site SWANLEY MTX | 225045.00 W | 240000.00 W | 94 % | 149 | 7 | Occupied | 6 | 89 % | 1.920 m² | Rack 148/149*02, Floor Position = 148/149*02 | 22 | 41 | 21 | 19 | 41 | 19
Room XSY001 on Floor Ground Floor in Site SWANLEY MTX | 225045.00 W | 240000.00 W | 94 % | 149 | 7 | Occupied | 6 | 89 % | 1.920 m² | Rack 148/149*05, Floor Position = 148/149*05 | 25 | 37 | 24 | 22 | 37 | 21
Room XSY001 on Floor Ground Floor in Site SWANLEY MTX | 225045.00 W | 240000.00 W | 94 % | 149 | 7 | Occupied | 6 | 89 % | 1.920 m² | Rack 148/149*06, Floor Position = 148/149*06 | 10 | 27 | 7 | 7 | 19 | 6
Room XSY001 on Floor Ground Floor in Site SWANLEY MTX | 225045.00 W | 240000.00 W | 94 % | 149 | 7 | Reserved | 0 | 0 % | 0.000 m²
Room XSY001 on Floor Ground Floor in Site SWANLEY MTX | 225045.00 W | 240000.00 W | 94 % | 150 | 6 | Free | 6 | 100 % | 2.160 m²
Room XSY001 on Floor Ground Floor in Site SWANLEY MTX | 225045.00 W | 240000.00 W | 94 % | 150 | 6 | Occupied | 0 | 0 % | 0.000 m²
Room XSY001 on Floor Ground Floor in Site SWANLEY MTX | 225045.00 W | 240000.00 W | 94 % | 150 | 6 | Reserved | 0 | 0 % | 0.000 m²
Room XSY001 on Floor Ground Floor in Site SWANLEY MTX | 225045.00 W | 240000.00 W | 94 % | 151 | 6 | Free | 6 | 100 % | 2.160 m²
Room XSY001 on Floor Ground Floor in Site SWANLEY MTX | 225045.00 W | 240000.00 W | 94 % | 151 | 6 | Occupied | 0 | 0 % | 0.000 m²
Room XSY001 on Floor Ground Floor in Site SWANLEY MTX | 225045.00 W | 240000.00 W | 94 % | 151 | 6 | Reserved | 0 | 0 % | 0.000 m²
Room XSY001 on Floor Ground Floor in Site SWANLEY MTX | 225045.00 W | 240000.00 W | 94 % | 152 | 6 | Free | 6 | 100 % | 3.240 m²
Room XSY001 on Floor Ground Floor in Site SWANLEY MTX | 225045.00 W | 240000.00 W | 94 % | 152 | 6 | Occupied | 0 | 0 % | 0.000 m²
Room XSY001 on Floor Ground Floor in Site SWANLEY MTX | 225045.00 W | 240000.00 W | 94 % | 152 | 6 | Reserved | 0 | 0 % | 0.000 m²
Room XSY001 on Floor Ground Floor in Site SWANLEY MTX | 225045.00 W | 240000.00 W | 94 % | 153 | 6 | Free | 6 | 100 % | 3.240 m²
Room XSY001 on Floor Ground Floor in Site SWANLEY MTX | 225045.00 W | 240000.00 W | 94 % | 153 | 6 | Occupied | 0 | 0 % | 0.000 m²
Room XSY001 on Floor Ground Floor in Site SWANLEY MTX | 225045.00 W | 240000.00 W | 94 % | 153 | 6 | Reserved | 0 | 0 % | 0.000 m²
Room XSY001 on Floor Ground Floor in Site SWANLEY MTX | 225045.00 W | 240000.00 W | 94 % | 156 | 7 | Free | 0 | 7 % | 0.144 m²
Room XSY001 on Floor Ground Floor in Site SWANLEY MTX | 225045.00 W | 240000.00 W | 94 % | 156 | 7 | Occupied | 7 | 93 % | 2.016 m² | Rack 156*01, Floor Position = 156*01 | 45 | 45 | 45 | 45 | 45 | 45
Room XSY001 on Floor Ground Floor in Site SWANLEY MTX | 225045.00 W | 240000.00 W | 94 % | 156 | 7 | Occupied | 7 | 93 % | 2.016 m² | Rack 156*03, Floor Position = 156*03 | 45 | 45 | 45 | 45 | 45 | 45
Room XSY001 on Floor Ground Floor in Site SWANLEY MTX | 225045.00 W | 240000.00 W | 94 % | 156 | 7 | Occupied | 7 | 93 % | 2.016 m² | Rack 156*04, Floor Position = 156*04 | 45 | 45 | 45 | 45 | 45 | 45
Room XSY001 on Floor Ground Floor in Site SWANLEY MTX | 225045.00 W | 240000.00 W | 94 % | 156 | 7 | Occupied | 7 | 93 % | 2.016 m² | Rack 156*02, Floor Position = 156*02 | 45 | 45 | 45 | 45 | 45 | 45
Room XSY001 on Floor Ground Floor in Site SWANLEY MTX | 225045.00 W | 240000.00 W | 94 % | 156 | 7 | Occupied | 7 | 93 % | 2.016 m² | Rack 156*06, Floor Position = 156*06 | 45 | 45 | 45 | 45 | 45 | 45
Room XSY001 on Floor Ground Floor in Site SWANLEY MTX | 225045.00 W | 240000.00 W | 94 % | 156 | 7 | Occupied | 7 | 93 % | 2.016 m² | Rack 156*07, Floor Position = 156*07 | 45 | 45 | 45 | 45 | 45 | 45
Room XSY001 on Floor Ground Floor in Site SWANLEY MTX | 225045.00 W | 240000.00 W | 94 % | 156 | 7 | Occupied | 7 | 93 % | 2.016 m² | Rack 156*05, Floor Position = 156*05 | 45 | 45 | 45 | 45 | 45 | 45
Room XSY001 on Floor Ground Floor in Site SWANLEY MTX | 225045.00 W | 240000.00 W | 94 % | 156 | 7 | Reserved | 0 | 0 % | 0.000 m²
Room XSY001 on Floor Ground Floor in Site SWANLEY MTX | 225045.00 W | 240000.00 W | 94 % | 157 | 7 | Free | 0 | 7 % | 0.144 m²
Room XSY001 on Floor Ground Floor in Site SWANLEY MTX | 225045.00 W | 240000.00 W | 94 % | 157 | 7 | Occupied | 7 | 93 % | 2.016 m² | Rack 157*01, Floor Position = 157*01 | 27 | 45 | 27 | 26 | 45 | 26
Room XSY001 on Floor Ground Floor in Site SWANLEY MTX | 225045.00 W | 240000.00 W | 94 % | 157 | 7 | Occupied | 7 | 93 % | 2.016 m² | Rack 157*03, Floor Position = 157*03 | 27 | 45 | 27 | 26 | 45 | 26
Room XSY001 on Floor Ground Floor in Site SWANLEY MTX | 225045.00 W | 240000.00 W | 94 % | 157 | 7 | Occupied | 7 | 93 % | 2.016 m² | Rack 157*04, Floor Position = 157*04 | 27 | 45 | 27 | 26 | 45 | 26
Room XSY001 on Floor Ground Floor in Site SWANLEY MTX | 225045.00 W | 240000.00 W | 94 % | 157 | 7 | Occupied | 7 | 93 % | 2.016 m² | Rack 157*02, Floor Position = 157*02 | 3 | 43 | 3 | 2 | 22 | 2
Room XSY001 on Floor Ground Floor in Site SWANLEY MTX | 225045.00 W | 240000.00 W | 94 % | 157 | 7 | Occupied | 7 | 93 % | 2.016 m² | Rack 157*06, Floor Position = 157*06 | 27 | 45 | 27 | 26 | 45 | 26
Room XSY001 on Floor Ground Floor in Site SWANLEY MTX | 225045.00 W | 240000.00 W | 94 % | 157 | 7 | Occupied | 7 | 93 % | 2.016 m² | Rack 157*07, Floor Position = 157*07 | 27 | 45 | 27 | 26 | 45 | 26
Room XSY001 on Floor Ground Floor in Site SWANLEY MTX | 225045.00 W | 240000.00 W | 94 % | 157 | 7 | Occupied | 7 | 93 % | 2.016 m² | Rack 157*05, Floor Position = 157*05 | 27 | 45 | 27 | 26 | 45 | 26
Room XSY001 on Floor Ground Floor in Site SWANLEY MTX | 225045.00 W | 240000.00 W | 94 % | 157 | 7 | Reserved | 0 | 0 % | 0.000 m²
Room XSY001 on Floor Ground Floor in Site SWANLEY MTX | 225045.00 W | 240000.00 W | 94 % | 158 | 7 | Free | 3 | 76 % | 1.632 m²
Room XSY001 on Floor Ground Floor in Site SWANLEY MTX | 225045.00 W | 240000.00 W | 94 % | 158 | 7 | Occupied | 4 | 24 % | 0.528 m² | Rack 159*05, Floor Position = 159*05 | 42 | 42 | 42 | 42 | 42 | 42
Room XSY001 on Floor Ground Floor in Site SWANLEY MTX | 225045.00 W | 240000.00 W | 94 % | 158 | 7 | Occupied | 4 | 24 % | 0.528 m² | Rack 159*07, Floor Position = 159*07 | 37 | 42 | 37 | 37 | 42 | 37
Room XSY001 on Floor Ground Floor in Site SWANLEY MTX | 225045.00 W | 240000.00 W | 94 % | 158 | 7 | Occupied | 4 | 24 % | 0.528 m² | Rack 159*06, Floor Position = 159*06 | 42 | 42 | 42 | 42 | 42 | 42
Room XSY001 on Floor Ground Floor in Site SWANLEY MTX | 225045.00 W | 240000.00 W | 94 % | 158 | 7 | Occupied | 4 | 24 % | 0.528 m² | Rack 159*08, Floor Position = 159*08 | 15 | 18 | 15 | 15 | 18 | 15
Room XSY001 on Floor Ground Floor in Site SWANLEY MTX | 225045.00 W | 240000.00 W | 94 % | 158 | 7 | Reserved | 0 | 0 % | 0.000 m²
Room XSY001 on Floor Ground Floor in Site SWANLEY MTX | 225045.00 W | 240000.00 W | 94 % | 159 | 7 | Free | 2 | 44 % | 0.952 m²
Room XSY001 on Floor Ground Floor in Site SWANLEY MTX | 225045.00 W | 240000.00 W | 94 % | 159 | 7 | Occupied | 5 | 56 % | 1.208 m² | Rack 159*07, Floor Position = 159*07 | 37 | 42 | 37 | 37 | 42 | 37
Room XSY001 on Floor Ground Floor in Site SWANLEY MTX | 225045.00 W | 240000.00 W | 94 % | 159 | 7 | Occupied | 5 | 56 % | 1.208 m² | Rack 159*08, Floor Position = 159*08 | 15 | 18 | 15 | 15 | 18 | 15
Room XSY001 on Floor Ground Floor in Site SWANLEY MTX | 225045.00 W | 240000.00 W | 94 % | 159 | 7 | Occupied | 5 | 56 % | 1.208 m² | Rack 159*06, Floor Position = 159*06 | 42 | 42 | 42 | 42 | 42 | 42
Room XSY001 on Floor Ground Floor in Site SWANLEY MTX | 225045.00 W | 240000.00 W | 94 % | 159 | 7 | Occupied | 5 | 56 % | 1.208 m² | Rack 159*04, Floor Position = 159*04 | 38 | 38 | 38 | 38 | 38 | 38
Room XSY001 on Floor Ground Floor in Site SWANLEY MTX | 225045.00 W | 240000.00 W | 94 % | 159 | 7 | Occupied | 5 | 56 % | 1.208 m² | Rack 159*05, Floor Position = 159*05 | 42 | 42 | 42 | 42 | 42 | 42
Room XSY001 on Floor Ground Floor in Site SWANLEY MTX | 225045.00 W | 240000.00 W | 94 % | 159 | 7 | Reserved | 0 | 0 % | 0.000 m²
Room XSY001 on Floor Ground Floor in Site SWANLEY MTX | 225045.00 W | 240000.00 W | 94 % | 160 | 10 | Free | 7 | 76 % | 3.304 m²
Room XSY001 on Floor Ground Floor in Site SWANLEY MTX | 225045.00 W | 240000.00 W | 94 % | 160 | 10 | Occupied | 3 | 24 % | 1.016 m² | Rack 160/161*07, Floor Position = 160/161*07 | 24 | 29 | 17 | 15 | 13 | 6
Room XSY001 on Floor Ground Floor in Site SWANLEY MTX | 225045.00 W | 240000.00 W | 94 % | 160 | 10 | Occupied | 3 | 24 % | 1.016 m² | Rack 160/161*04, Floor Position = 160/161*04 | 16 | 47 | 15 | 10 | 47 | 10
Room XSY001 on Floor Ground Floor in Site SWANLEY MTX | 225045.00 W | 240000.00 W | 94 % | 160 | 10 | Occupied | 3 | 24 % | 1.016 m² | Rack 160/161*06, Floor Position = 160/161*06 | 16 | 30 | 11 | 7 | 15 | 5
Room XSY001 on Floor Ground Floor in Site SWANLEY MTX | 225045.00 W | 240000.00 W | 94 % | 160 | 10 | Reserved | 0 | 0 % | 0.000 m²
Room XSY001 on Floor Ground Floor in Site SWANLEY MTX | 225045.00 W | 240000.00 W | 94 % | 161 | 10 | Free | 5 | 53 % | 2.280 m²
Room XSY001 on Floor Ground Floor in Site SWANLEY MTX | 225045.00 W | 240000.00 W | 94 % | 161 | 10 | Occupied | 5 | 47 % | 2.040 m² | Rack 160/161*04, Floor Position = 160/161*04 | 16 | 47 | 15 | 10 | 47 | 10
Room XSY001 on Floor Ground Floor in Site SWANLEY MTX | 225045.00 W | 240000.00 W | 94 % | 161 | 10 | Occupied | 5 | 47 % | 2.040 m² | Rack 160/161*06, Floor Position = 160/161*06 | 16 | 30 | 11 | 7 | 15 | 5
Room XSY001 on Floor Ground Floor in Site SWANLEY MTX | 225045.00 W | 240000.00 W | 94 % | 161 | 10 | Occupied | 5 | 47 % | 2.040 m² | Rack 160/161*07, Floor Position = 160/161*07 | 24 | 29 | 17 | 15 | 13 | 6
Room XSY001 on Floor Ground Floor in Site SWANLEY MTX | 225045.00 W | 240000.00 W | 94 % | 161 | 10 | Occupied | 5 | 47 % | 2.040 m² | Rack 160/161*01, Floor Position = 160/161*01 | 47 | 46 | 46 | 47 | 46 | 46
Room XSY001 on Floor Ground Floor in Site SWANLEY MTX | 225045.00 W | 240000.00 W | 94 % | 161 | 10 | Occupied | 5 | 47 % | 2.040 m² | Rack 160/161*02, Floor Position = 160/161*02 | 36 | 46 | 36 | 36 | 46 | 36
Room XSY001 on Floor Ground Floor in Site SWANLEY MTX | 225045.00 W | 240000.00 W | 94 % | 161 | 10 | Reserved | 0 | 0 % | 0.000 m²
Room XSY001 on Floor Ground Floor in Site SWANLEY MTX | 225045.00 W | 240000.00 W | 94 % | 162 | 9 | Free | 6 | 74 % | 2.160 m²
Room XSY001 on Floor Ground Floor in Site SWANLEY MTX | 225045.00 W | 240000.00 W | 94 % | 162 | 9 | Occupied | 3 | 26 % | 0.760 m² | Rack 162/163*09, Floor Position = 162/163*09 | 42 | 41 | 41 | 42 | 41 | 41
Room XSY001 on Floor Ground Floor in Site SWANLEY MTX | 225045.00 W | 240000.00 W | 94 % | 162 | 9 | Occupied | 3 | 26 % | 0.760 m² | ODF 162/163*08, Floor Position = 162/163*08 | 47 | 47 | 47 | 47 | 47 | 47
Room XSY001 on Floor Ground Floor in Site SWANLEY MTX | 225045.00 W | 240000.00 W | 94 % | 162 | 9 | Occupied | 3 | 26 % | 0.760 m² | Rack 162/163*01, Floor Position = 162/163*01 | 21 | 41 | 20 | 15 | 41 | 15
Room XSY001 on Floor Ground Floor in Site SWANLEY MTX | 225045.00 W | 240000.00 W | 94 % | 162 | 9 | Reserved | 0 | 0 % | 0.000 m²
Room XSY001 on Floor Ground Floor in Site SWANLEY MTX | 225045.00 W | 240000.00 W | 94 % | 163 | 9 | Free | 6 | 74 % | 2.160 m²
Room XSY001 on Floor Ground Floor in Site SWANLEY MTX | 225045.00 W | 240000.00 W | 94 % | 163 | 9 | Occupied | 3 | 26 % | 0.760 m² | Rack 162/163*09, Floor Position = 162/163*09 | 42 | 41 | 41 | 42 | 41 | 41
Room XSY001 on Floor Ground Floor in Site SWANLEY MTX | 225045.00 W | 240000.00 W | 94 % | 163 | 9 | Occupied | 3 | 26 % | 0.760 m² | ODF 162/163*08, Floor Position = 162/163*08 | 47 | 47 | 47 | 47 | 47 | 47
Room XSY001 on Floor Ground Floor in Site SWANLEY MTX | 225045.00 W | 240000.00 W | 94 % | 163 | 9 | Occupied | 3 | 26 % | 0.760 m² | Rack 162/163*01, Floor Position = 162/163*01 | 21 | 41 | 20 | 15 | 41 | 15
Room XSY001 on Floor Ground Floor in Site SWANLEY MTX | 225045.00 W | 240000.00 W | 94 % | 163 | 9 | Reserved | 0 | 0 % | 0.000 m²
Room XSY001 on Floor Ground Floor in Site SWANLEY MTX | 225045.00 W | 240000.00 W | 94 % | 164 | 12 | Free | 2 | 17 % | 0.480 m²
Room XSY001 on Floor Ground Floor in Site SWANLEY MTX | 225045.00 W | 240000.00 W | 94 % | 164 | 12 | Occupied | 10 | 83 % | 2.400 m² | Rack 164/165*12, Floor Position = 164/165*12 | 40 | 41 | 40 | 40 | 41 | 40
Room XSY001 on Floor Ground Floor in Site SWANLEY MTX | 225045.00 W | 240000.00 W | 94 % | 164 | 12 | Occupied | 10 | 83 % | 2.400 m² | Rack 164/165*11, Floor Position = 164/165*11 | 39 | 41 | 39 | 39 | 41 | 39
Room XSY001 on Floor Ground Floor in Site SWANLEY MTX | 225045.00 W | 240000.00 W | 94 % | 164 | 12 | Occupied | 10 | 83 % | 2.400 m² | Rack 164/165*09, Floor Position = 164/165*09 | 31 | 47 | 31 | 31 | 47 | 31
Room XSY001 on Floor Ground Floor in Site SWANLEY MTX | 225045.00 W | 240000.00 W | 94 % | 164 | 12 | Occupied | 10 | 83 % | 2.400 m² | Rack 164/165*02, Floor Position = 164/165*02 | 9 | 47 | 9 | 9 | 47 | 9
Room XSY001 on Floor Ground Floor in Site SWANLEY MTX | 225045.00 W | 240000.00 W | 94 % | 164 | 12 | Occupied | 10 | 83 % | 2.400 m² | Rack 164/165*03, Floor Position = 164/165*03 | 39 | 47 | 39 | 39 | 47 | 39
Room XSY001 on Floor Ground Floor in Site SWANLEY MTX | 225045.00 W | 240000.00 W | 94 % | 164 | 12 | Occupied | 10 | 83 % | 2.400 m² | Rack 164*01, Floor Position = 164*01 | 44 | 47 | 44 | 44 | 47 | 44
Room XSY001 on Floor Ground Floor in Site SWANLEY MTX | 225045.00 W | 240000.00 W | 94 % | 164 | 12 | Occupied | 10 | 83 % | 2.400 m² | Rack 164/165*07, Floor Position = 164/165*07 | 39 | 47 | 39 | 39 | 47 | 39
Room XSY001 on Floor Ground Floor in Site SWANLEY MTX | 225045.00 W | 240000.00 W | 94 % | 164 | 12 | Occupied | 10 | 83 % | 2.400 m² | Rack 164/165*05, Floor Position = 164/165*05 | 9 | 47 | 9 | 9 | 47 | 9
Room XSY001 on Floor Ground Floor in Site SWANLEY MTX | 225045.00 W | 240000.00 W | 94 % | 164 | 12 | Occupied | 10 | 83 % | 2.400 m² | Rack 164/165*06, Floor Position = 164/165*06 | 39 | 47 | 39 | 39 | 47 | 39
Room XSY001 on Floor Ground Floor in Site SWANLEY MTX | 225045.00 W | 240000.00 W | 94 % | 164 | 12 | Occupied | 10 | 83 % | 2.400 m² | Rack 164/165*04, Floor Position = 164/165*04 | 39 | 47 | 39 | 39 | 47 | 39
Room XSY001 on Floor Ground Floor in Site SWANLEY MTX | 225045.00 W | 240000.00 W | 94 % | 164 | 12 | Reserved | 0 | 0 % | 0.000 m²
Room XSY001 on Floor Ground Floor in Site SWANLEY MTX | 225045.00 W | 240000.00 W | 94 % | 165 | 12 | Free | 2 | 17 % | 0.480 m²
Room XSY001 on Floor Ground Floor in Site SWANLEY MTX | 225045.00 W | 240000.00 W | 94 % | 165 | 12 | Occupied | 10 | 83 % | 2.400 m² | Rack 164/165*12, Floor Position = 164/165*12 | 40 | 41 | 40 | 40 | 41 | 40
Room XSY001 on Floor Ground Floor in Site SWANLEY MTX | 225045.00 W | 240000.00 W | 94 % | 165 | 12 | Occupied | 10 | 83 % | 2.400 m² | Rack 164/165*11, Floor Position = 164/165*11 | 39 | 41 | 39 | 39 | 41 | 39
Room XSY001 on Floor Ground Floor in Site SWANLEY MTX | 225045.00 W | 240000.00 W | 94 % | 165 | 12 | Occupied | 10 | 83 % | 2.400 m² | Rack 164/165*09, Floor Position = 164/165*09 | 31 | 47 | 31 | 31 | 47 | 31
Room XSY001 on Floor Ground Floor in Site SWANLEY MTX | 225045.00 W | 240000.00 W | 94 % | 165 | 12 | Occupied | 10 | 83 % | 2.400 m² | Rack 165*01, Floor Position = 165*01 | 44 | 47 | 44 | 44 | 47 | 44
Room XSY001 on Floor Ground Floor in Site SWANLEY MTX | 225045.00 W | 240000.00 W | 94 % | 165 | 12 | Occupied | 10 | 83 % | 2.400 m² | Rack 164/165*03, Floor Position = 164/165*03 | 39 | 47 | 39 | 39 | 47 | 39
Room XSY001 on Floor Ground Floor in Site SWANLEY MTX | 225045.00 W | 240000.00 W | 94 % | 165 | 12 | Occupied | 10 | 83 % | 2.400 m² | Rack 164/165*02, Floor Position = 164/165*02 | 9 | 47 | 9 | 9 | 47 | 9
Room XSY001 on Floor Ground Floor in Site SWANLEY MTX | 225045.00 W | 240000.00 W | 94 % | 165 | 12 | Occupied | 10 | 83 % | 2.400 m² | Rack 164/165*07, Floor Position = 164/165*07 | 39 | 47 | 39 | 39 | 47 | 39
Room XSY001 on Floor Ground Floor in Site SWANLEY MTX | 225045.00 W | 240000.00 W | 94 % | 165 | 12 | Occupied | 10 | 83 % | 2.400 m² | Rack 164/165*05, Floor Position = 164/165*05 | 9 | 47 | 9 | 9 | 47 | 9
Room XSY001 on Floor Ground Floor in Site SWANLEY MTX | 225045.00 W | 240000.00 W | 94 % | 165 | 12 | Occupied | 10 | 83 % | 2.400 m² | Rack 164/165*06, Floor Position = 164/165*06 | 39 | 47 | 39 | 39 | 47 | 39
Room XSY001 on Floor Ground Floor in Site SWANLEY MTX | 225045.00 W | 240000.00 W | 94 % | 165 | 12 | Occupied | 10 | 83 % | 2.400 m² | Rack 164/165*04, Floor Position = 164/165*04 | 39 | 47 | 39 | 39 | 47 | 39
Room XSY001 on Floor Ground Floor in Site SWANLEY MTX | 225045.00 W | 240000.00 W | 94 % | 165 | 12 | Reserved | 0 | 0 % | 0.000 m²
Room XSY001 on Floor Ground Floor in Site SWANLEY MTX | 225045.00 W | 240000.00 W | 94 % | 166 | 10 | Free | 1 | 10 % | 0.288 m²
Room XSY001 on Floor Ground Floor in Site SWANLEY MTX | 225045.00 W | 240000.00 W | 94 % | 166 | 10 | Occupied | 9 | 90 % | 2.592 m² | Rack 166*09, Floor Position = 166*09 | 45 | 45 | 45 | 45 | 45 | 45
Room XSY001 on Floor Ground Floor in Site SWANLEY MTX | 225045.00 W | 240000.00 W | 94 % | 166 | 10 | Occupied | 9 | 90 % | 2.592 m² | Rack 166*08, Floor Position = 166*08 | 45 | 45 | 45 | 45 | 45 | 45
Room XSY001 on Floor Ground Floor in Site SWANLEY MTX | 225045.00 W | 240000.00 W | 94 % | 166 | 10 | Occupied | 9 | 90 % | 2.592 m² | Rack 166*01, Floor Position = 166*01 | 45 | 45 | 45 | 45 | 45 | 45
Room XSY001 on Floor Ground Floor in Site SWANLEY MTX | 225045.00 W | 240000.00 W | 94 % | 166 | 10 | Occupied | 9 | 90 % | 2.592 m² | Rack 166*02, Floor Position = 166*02 | 45 | 45 | 45 | 45 | 45 | 45
Room XSY001 on Floor Ground Floor in Site SWANLEY MTX | 225045.00 W | 240000.00 W | 94 % | 166 | 10 | Occupied | 9 | 90 % | 2.592 m² | Rack 166*06, Floor Position = 166*06 | 45 | 45 | 45 | 45 | 45 | 45
Room XSY001 on Floor Ground Floor in Site SWANLEY MTX | 225045.00 W | 240000.00 W | 94 % | 166 | 10 | Occupied | 9 | 90 % | 2.592 m² | Rack 166*04, Floor Position = 166*04 | 45 | 45 | 45 | 45 | 45 | 45
Room XSY001 on Floor Ground Floor in Site SWANLEY MTX | 225045.00 W | 240000.00 W | 94 % | 166 | 10 | Occupied | 9 | 90 % | 2.592 m² | Rack 166*05, Floor Position = 166*05 | 45 | 45 | 45 | 45 | 45 | 45
Room XSY001 on Floor Ground Floor in Site SWANLEY MTX | 225045.00 W | 240000.00 W | 94 % | 166 | 10 | Occupied | 9 | 90 % | 2.592 m² | Rack 166*03, Floor Position = 166*03 | 45 | 45 | 45 | 45 | 45 | 45
Room XSY001 on Floor Ground Floor in Site SWANLEY MTX | 225045.00 W | 240000.00 W | 94 % | 166 | 10 | Occupied | 9 | 90 % | 2.592 m² | Rack 166*07, Floor Position = 166*07 | 45 | 45 | 45 | 45 | 45 | 45
Room XSY001 on Floor Ground Floor in Site SWANLEY MTX | 225045.00 W | 240000.00 W | 94 % | 166 | 10 | Reserved | 0 | 0 % | 0.000 m²
Room XSY001 on Floor Ground Floor in Site SWANLEY MTX | 225045.00 W | 240000.00 W | 94 % | 167 | 10 | Free | 1 | 10 % | 0.288 m²
Room XSY001 on Floor Ground Floor in Site SWANLEY MTX | 225045.00 W | 240000.00 W | 94 % | 167 | 10 | Occupied | 9 | 90 % | 2.592 m² | Rack 167*09, Floor Position = 167*09 | 27 | 45 | 27 | 26 | 45 | 26
Room XSY001 on Floor Ground Floor in Site SWANLEY MTX | 225045.00 W | 240000.00 W | 94 % | 167 | 10 | Occupied | 9 | 90 % | 2.592 m² | Rack 167*08, Floor Position = 167*08 | 27 | 45 | 27 | 26 | 45 | 26
Room XSY001 on Floor Ground Floor in Site SWANLEY MTX | 225045.00 W | 240000.00 W | 94 % | 167 | 10 | Occupied | 9 | 90 % | 2.592 m² | Rack 167*01, Floor Position = 167*01 | 27 | 45 | 27 | 26 | 45 | 26
Room XSY001 on Floor Ground Floor in Site SWANLEY MTX | 225045.00 W | 240000.00 W | 94 % | 167 | 10 | Occupied | 9 | 90 % | 2.592 m² | Rack 167*02, Floor Position = 167*02 | 3 | 43 | 3 | 2 | 22 | 2
Room XSY001 on Floor Ground Floor in Site SWANLEY MTX | 225045.00 W | 240000.00 W | 94 % | 167 | 10 | Occupied | 9 | 90 % | 2.592 m² | Rack 167*06, Floor Position = 167*06 | 27 | 45 | 27 | 26 | 45 | 26
Room XSY001 on Floor Ground Floor in Site SWANLEY MTX | 225045.00 W | 240000.00 W | 94 % | 167 | 10 | Occupied | 9 | 90 % | 2.592 m² | Rack 167*04, Floor Position = 167*04 | 27 | 45 | 27 | 26 | 45 | 26
Room XSY001 on Floor Ground Floor in Site SWANLEY MTX | 225045.00 W | 240000.00 W | 94 % | 167 | 10 | Occupied | 9 | 90 % | 2.592 m² | Rack 167*05, Floor Position = 167*05 | 27 | 45 | 27 | 26 | 45 | 26
Room XSY001 on Floor Ground Floor in Site SWANLEY MTX | 225045.00 W | 240000.00 W | 94 % | 167 | 10 | Occupied | 9 | 90 % | 2.592 m² | Rack 167*03, Floor Position = 167*03 | 27 | 45 | 27 | 26 | 45 | 26
Room XSY001 on Floor Ground Floor in Site SWANLEY MTX | 225045.00 W | 240000.00 W | 94 % | 167 | 10 | Occupied | 9 | 90 % | 2.592 m² | Rack 167*07, Floor Position = 167*07 | 27 | 45 | 27 | 26 | 45 | 26
Room XSY001 on Floor Ground Floor in Site SWANLEY MTX | 225045.00 W | 240000.00 W | 94 % | 167 | 10 | Reserved | 0 | 0 % | 0.000 m²
Room XSY001 on Floor Ground Floor in Site SWANLEY MTX | 225045.00 W | 240000.00 W | 94 % | 168 | 11 | Free | 9 | 83 % | 2.400 m²
Room XSY001 on Floor Ground Floor in Site SWANLEY MTX | 225045.00 W | 240000.00 W | 94 % | 168 | 11 | Occupied | 2 | 17 % | 0.480 m² | Rack 168*11, Floor Position = 168*11 | 36 | 36 | 36 | 36 | 36 | 36
Room XSY001 on Floor Ground Floor in Site SWANLEY MTX | 225045.00 W | 240000.00 W | 94 % | 168 | 11 | Occupied | 2 | 17 % | 0.480 m² | Rack 168*01, Floor Position = 168*01 | 9 | 36 | 9 | 9 | 36 | 9
Room XSY001 on Floor Ground Floor in Site SWANLEY MTX | 225045.00 W | 240000.00 W | 94 % | 168 | 11 | Reserved | 0 | 0 % | 0.000 m²
Room XSY001 on Floor Ground Floor in Site SWANLEY MTX | 225045.00 W | 240000.00 W | 94 % | 169 | 11 | Free | 6 | 58 % | 1.680 m²
Room XSY001 on Floor Ground Floor in Site SWANLEY MTX | 225045.00 W | 240000.00 W | 94 % | 169 | 11 | Occupied | 5 | 42 % | 1.200 m² | Rack 169*09, Floor Position = 169*09 | 23 | 36 | 23 | 23 | 36 | 23
Room XSY001 on Floor Ground Floor in Site SWANLEY MTX | 225045.00 W | 240000.00 W | 94 % | 169 | 11 | Occupied | 5 | 42 % | 1.200 m² | Rack 169*11, Floor Position = 169*11 | 36 | 36 | 36 | 36 | 36 | 36
Room XSY001 on Floor Ground Floor in Site SWANLEY MTX | 225045.00 W | 240000.00 W | 94 % | 169 | 11 | Occupied | 5 | 42 % | 1.200 m² | Rack 169*01, Floor Position = 169*01 | 9 | 36 | 9 | 9 | 36 | 9
Room XSY001 on Floor Ground Floor in Site SWANLEY MTX | 225045.00 W | 240000.00 W | 94 % | 169 | 11 | Occupied | 5 | 42 % | 1.200 m² | Rack 169*07, Floor Position = 169*07 | 13 | 36 | 13 | 13 | 36 | 13
Room XSY001 on Floor Ground Floor in Site SWANLEY MTX | 225045.00 W | 240000.00 W | 94 % | 169 | 11 | Occupied | 5 | 42 % | 1.200 m² | Rack 169*05, Floor Position = 169*05 | 23 | 36 | 23 | 23 | 36 | 23
Room XSY001 on Floor Ground Floor in Site SWANLEY MTX | 225045.00 W | 240000.00 W | 94 % | 169 | 11 | Reserved | 0 | 0 % | 0.000 m²
Room XSY001 on Floor Ground Floor in Site SWANLEY MTX | 225045.00 W | 240000.00 W | 94 % | 170 | 11 | Free | 4 | 71 % | 2.041 m²
Room XSY001 on Floor Ground Floor in Site SWANLEY MTX | 225045.00 W | 240000.00 W | 94 % | 170 | 11 | Occupied | 7 | 29 % | 0.840 m² | Rack 170/171*12, Floor Position = 170/171*12 | 42 | 42 | 42 | 42 | 42 | 42
Room XSY001 on Floor Ground Floor in Site SWANLEY MTX | 225045.00 W | 240000.00 W | 94 % | 170 | 11 | Occupied | 7 | 29 % | 0.840 m² | Rack 170/171*10, Floor Position = 170/171*10 | 40 | 41 | 39 | 40 | 41 | 39
Room XSY001 on Floor Ground Floor in Site SWANLEY MTX | 225045.00 W | 240000.00 W | 94 % | 170 | 11 | Occupied | 7 | 29 % | 0.840 m² | Rack 170/171*09, Floor Position = 170/171*09 | 42 | 42 | 42 | 42 | 42 | 42
Room XSY001 on Floor Ground Floor in Site SWANLEY MTX | 225045.00 W | 240000.00 W | 94 % | 170 | 11 | Occupied | 7 | 29 % | 0.840 m² | Rack 170/171*11, Floor Position = 170/171*11 | 40 | 41 | 39 | 40 | 41 | 39
Room XSY001 on Floor Ground Floor in Site SWANLEY MTX | 225045.00 W | 240000.00 W | 94 % | 170 | 11 | Occupied | 7 | 29 % | 0.840 m² | Rack 170/171*05, Floor Position = 170/171*05 | 39 | 41 | 39 | 39 | 41 | 39
Room XSY001 on Floor Ground Floor in Site SWANLEY MTX | 225045.00 W | 240000.00 W | 94 % | 170 | 11 | Occupied | 7 | 29 % | 0.840 m² | Rack 170/171*04, Floor Position = 170/171*04 | 42 | 42 | 42 | 42 | 42 | 42
Room XSY001 on Floor Ground Floor in Site SWANLEY MTX | 225045.00 W | 240000.00 W | 94 % | 170 | 11 | Occupied | 7 | 29 % | 0.840 m² | Rack 170/171*06, Floor Position = 170/171*06 | 39 | 41 | 39 | 39 | 41 | 39
Room XSY001 on Floor Ground Floor in Site SWANLEY MTX | 225045.00 W | 240000.00 W | 94 % | 170 | 11 | Reserved | 0 | 0 % | 0.000 m²
Room XSY001 on Floor Ground Floor in Site SWANLEY MTX | 225045.00 W | 240000.00 W | 94 % | 171 | 11 | Free | 4 | 50 % | 1.441 m²
Room XSY001 on Floor Ground Floor in Site SWANLEY MTX | 225045.00 W | 240000.00 W | 94 % | 171 | 11 | Occupied | 7 | 50 % | 1.440 m² | Rack 170/171*12, Floor Position = 170/171*12 | 42 | 42 | 42 | 42 | 42 | 42
Room XSY001 on Floor Ground Floor in Site SWANLEY MTX | 225045.00 W | 240000.00 W | 94 % | 171 | 11 | Occupied | 7 | 50 % | 1.440 m² | Rack 170/171*10, Floor Position = 170/171*10 | 40 | 41 | 39 | 40 | 41 | 39
Room XSY001 on Floor Ground Floor in Site SWANLEY MTX | 225045.00 W | 240000.00 W | 94 % | 171 | 11 | Occupied | 7 | 50 % | 1.440 m² | Rack 170/171*09, Floor Position = 170/171*09 | 42 | 42 | 42 | 42 | 42 | 42
Room XSY001 on Floor Ground Floor in Site SWANLEY MTX | 225045.00 W | 240000.00 W | 94 % | 171 | 11 | Occupied | 7 | 50 % | 1.440 m² | Rack 170/171*11, Floor Position = 170/171*11 | 40 | 41 | 39 | 40 | 41 | 39
Room XSY001 on Floor Ground Floor in Site SWANLEY MTX | 225045.00 W | 240000.00 W | 94 % | 171 | 11 | Occupied | 7 | 50 % | 1.440 m² | Rack 170/171*05, Floor Position = 170/171*05 | 39 | 41 | 39 | 39 | 41 | 39
Room XSY001 on Floor Ground Floor in Site SWANLEY MTX | 225045.00 W | 240000.00 W | 94 % | 171 | 11 | Occupied | 7 | 50 % | 1.440 m² | Rack 170/171*04, Floor Position = 170/171*04 | 42 | 42 | 42 | 42 | 42 | 42
Room XSY001 on Floor Ground Floor in Site SWANLEY MTX | 225045.00 W | 240000.00 W | 94 % | 171 | 11 | Occupied | 7 | 50 % | 1.440 m² | Rack 170/171*06, Floor Position = 170/171*06 | 39 | 41 | 39 | 39 | 41 | 39
Room XSY001 on Floor Ground Floor in Site SWANLEY MTX | 225045.00 W | 240000.00 W | 94 % | 171 | 11 | Reserved | 0 | 0 % | 0.000 m²
Room XSY001 on Floor Ground Floor in Site SWANLEY MTX | 225045.00 W | 240000.00 W | 94 % | 172 | 10 | Free | 7 | 75 % | 2.160 m²
Room XSY001 on Floor Ground Floor in Site SWANLEY MTX | 225045.00 W | 240000.00 W | 94 % | 172 | 10 | Occupied | 3 | 25 % | 0.720 m² | Rack 172/173*07, Floor Position = 172/173*07 | 39 | 41 | 39 | 39 | 41 | 39
Room XSY001 on Floor Ground Floor in Site SWANLEY MTX | 225045.00 W | 240000.00 W | 94 % | 172 | 10 | Occupied | 3 | 25 % | 0.720 m² | Rack 172/173*08, Floor Position = 172/173*08 | 42 | 42 | 42 | 42 | 42 | 42
Room XSY001 on Floor Ground Floor in Site SWANLEY MTX | 225045.00 W | 240000.00 W | 94 % | 172 | 10 | Occupied | 3 | 25 % | 0.720 m² | Rack 172/173*01, Floor Position = 172/173*01 | 42 | 42 | 42 | 42 | 42 | 42
Room XSY001 on Floor Ground Floor in Site SWANLEY MTX | 225045.00 W | 240000.00 W | 94 % | 172 | 10 | Reserved | 0 | 0 % | 0.000 m²
Room XSY001 on Floor Ground Floor in Site SWANLEY MTX | 225045.00 W | 240000.00 W | 94 % | 173 | 10 | Free | 7 | 83 % | 2.400 m²
Room XSY001 on Floor Ground Floor in Site SWANLEY MTX | 225045.00 W | 240000.00 W | 94 % | 173 | 10 | Occupied | 3 | 17 % | 0.480 m² | Rack 172/173*07, Floor Position = 172/173*07 | 39 | 41 | 39 | 39 | 41 | 39
Room XSY001 on Floor Ground Floor in Site SWANLEY MTX | 225045.00 W | 240000.00 W | 94 % | 173 | 10 | Occupied | 3 | 17 % | 0.480 m² | Rack 172/173*08, Floor Position = 172/173*08 | 42 | 42 | 42 | 42 | 42 | 42
Room XSY001 on Floor Ground Floor in Site SWANLEY MTX | 225045.00 W | 240000.00 W | 94 % | 173 | 10 | Occupied | 3 | 17 % | 0.480 m² | Rack 172/173*01, Floor Position = 172/173*01 | 42 | 42 | 42 | 42 | 42 | 42
Room XSY001 on Floor Ground Floor in Site SWANLEY MTX | 225045.00 W | 240000.00 W | 94 % | 173 | 10 | Reserved | 0 | 0 % | 0.000 m²
Room XSY001 on Floor Ground Floor in Site SWANLEY MTX | 225045.00 W | 240000.00 W | 94 % | 174 | 9 | Free | 9 | 100 % | 2.880 m²
Room XSY001 on Floor Ground Floor in Site SWANLEY MTX | 225045.00 W | 240000.00 W | 94 % | 174 | 9 | Occupied | 0 | 0 % | 0.000 m²
Room XSY001 on Floor Ground Floor in Site SWANLEY MTX | 225045.00 W | 240000.00 W | 94 % | 174 | 9 | Reserved | 0 | 0 % | 0.000 m²
Room XSY001 on Floor Ground Floor in Site SWANLEY MTX | 225045.00 W | 240000.00 W | 94 % | 175 | 9 | Free | 9 | 100 % | 2.880 m²
Room XSY001 on Floor Ground Floor in Site SWANLEY MTX | 225045.00 W | 240000.00 W | 94 % | 175 | 9 | Occupied | 0 | 0 % | 0.000 m²
Room XSY001 on Floor Ground Floor in Site SWANLEY MTX | 225045.00 W | 240000.00 W | 94 % | 175 | 9 | Reserved | 0 | 0 % | 0.000 m²
Room XSY001 on Floor Ground Floor in Site SWANLEY MTX | 225045.00 W | 240000.00 W | 94 % | 176 | 9 | Free | 7 | 78 % | 2.240 m²
Room XSY001 on Floor Ground Floor in Site SWANLEY MTX | 225045.00 W | 240000.00 W | 94 % | 176 | 9 | Occupied | 2 | 22 % | 0.640 m² | Rack 176/177*01, Floor Position = 176/177*01 | 23 | 36 | 19 | 17 | 36 | 14
Room XSY001 on Floor Ground Floor in Site SWANLEY MTX | 225045.00 W | 240000.00 W | 94 % | 176 | 9 | Occupied | 2 | 22 % | 0.640 m² | Rack 176/177*02, Floor Position = 176/177*02 | 18 | 36 | 15 | 7 | 36 | 7
Room XSY001 on Floor Ground Floor in Site SWANLEY MTX | 225045.00 W | 240000.00 W | 94 % | 176 | 9 | Reserved | 0 | 0 % | 0.000 m²
Room XSY001 on Floor Ground Floor in Site SWANLEY MTX | 225045.00 W | 240000.00 W | 94 % | 177 | 9 | Free | 7 | 78 % | 2.240 m²
Room XSY001 on Floor Ground Floor in Site SWANLEY MTX | 225045.00 W | 240000.00 W | 94 % | 177 | 9 | Occupied | 2 | 22 % | 0.640 m² | Rack 176/177*01, Floor Position = 176/177*01 | 23 | 36 | 19 | 17 | 36 | 14
Room XSY001 on Floor Ground Floor in Site SWANLEY MTX | 225045.00 W | 240000.00 W | 94 % | 177 | 9 | Occupied | 2 | 22 % | 0.640 m² | Rack 176/177*02, Floor Position = 176/177*02 | 18 | 36 | 15 | 7 | 36 | 7
Room XSY001 on Floor Ground Floor in Site SWANLEY MTX | 225045.00 W | 240000.00 W | 94 % | 177 | 9 | Reserved | 0 | 0 % | 0.000 m²
Room XSY001 on Floor Ground Floor in Site SWANLEY MTX | 225045.00 W | 240000.00 W | 94 % | 178 | 7 | Free | 5 | 83 % | 2.200 m²
Room XSY001 on Floor Ground Floor in Site SWANLEY MTX | 225045.00 W | 240000.00 W | 94 % | 178 | 7 | Occupied | 2 | 17 % | 0.440 m² | Rack 178/179*07, Floor Position = 178/179*07 | 42 | 41 | 41 | 42 | 41 | 41
Room XSY001 on Floor Ground Floor in Site SWANLEY MTX | 225045.00 W | 240000.00 W | 94 % | 178 | 7 | Occupied | 2 | 17 % | 0.440 m² | ODF 178/179*08, Floor Position = 178/179*08 | 47 | 47 | 47 | 47 | 47 | 47
Room XSY001 on Floor Ground Floor in Site SWANLEY MTX | 225045.00 W | 240000.00 W | 94 % | 178 | 7 | Reserved | 0 | 0 % | 0.000 m²
Room XSY001 on Floor Ground Floor in Site SWANLEY MTX | 225045.00 W | 240000.00 W | 94 % | 179 | 7 | Free | 5 | 83 % | 2.200 m²
Room XSY001 on Floor Ground Floor in Site SWANLEY MTX | 225045.00 W | 240000.00 W | 94 % | 179 | 7 | Occupied | 2 | 17 % | 0.440 m² | Rack 178/179*07, Floor Position = 178/179*07 | 42 | 41 | 41 | 42 | 41 | 41
Room XSY001 on Floor Ground Floor in Site SWANLEY MTX | 225045.00 W | 240000.00 W | 94 % | 179 | 7 | Occupied | 2 | 17 % | 0.440 m² | ODF 178/179*08, Floor Position = 178/179*08 | 47 | 47 | 47 | 47 | 47 | 47
Room XSY001 on Floor Ground Floor in Site SWANLEY MTX | 225045.00 W | 240000.00 W | 94 % | 179 | 7 | Reserved | 0 | 0 % | 0.000 m²
Room XSY001 on Floor Ground Floor in Site SWANLEY MTX | 225045.00 W | 240000.00 W | 94 % | 180 | 9 | Free | 8 | 91 % | 2.400 m²
Room XSY001 on Floor Ground Floor in Site SWANLEY MTX | 225045.00 W | 240000.00 W | 94 % | 180 | 9 | Occupied | 1 | 9 % | 0.240 m² | Rack 180*01, Floor Position = 180*01 | 44 | 47 | 44 | 44 | 47 | 44
Room XSY001 on Floor Ground Floor in Site SWANLEY MTX | 225045.00 W | 240000.00 W | 94 % | 180 | 9 | Reserved | 0 | 0 % | 0.000 m²
Room XSY001 on Floor Ground Floor in Site SWANLEY MTX | 225045.00 W | 240000.00 W | 94 % | 181 | 9 | Free | 8 | 91 % | 2.400 m²
Room XSY001 on Floor Ground Floor in Site SWANLEY MTX | 225045.00 W | 240000.00 W | 94 % | 181 | 9 | Occupied | 1 | 9 % | 0.240 m² | Rack 181*01, Floor Position = 181*01 | 45 | 47 | 45 | 45 | 47 | 45
Room XSY001 on Floor Ground Floor in Site SWANLEY MTX | 225045.00 W | 240000.00 W | 94 % | 181 | 9 | Reserved | 0 | 0 % | 0.000 m²
Room XSY001 on Floor Ground Floor in Site SWANLEY MTX | 225045.00 W | 240000.00 W | 94 % | 182 | 9 | Free | 7 | 86 % | 3.401 m²
Room XSY001 on Floor Ground Floor in Site SWANLEY MTX | 225045.00 W | 240000.00 W | 94 % | 182 | 9 | Occupied | 2 | 14 % | 0.559 m² | Rack 182/183*09, Floor Position = 182/183*09 | 4 | 32 | 2 | 2 | 30 | 1
Room XSY001 on Floor Ground Floor in Site SWANLEY MTX | 225045.00 W | 240000.00 W | 94 % | 182 | 9 | Occupied | 2 | 14 % | 0.559 m² | Rack 182/183*08, Floor Position = 182/183*08 | 21 | 29 | 17 | 8 | 11 | 5
Room XSY001 on Floor Ground Floor in Site SWANLEY MTX | 225045.00 W | 240000.00 W | 94 % | 182 | 9 | Reserved | 0 | 0 % | 0.000 m²
Room XSY001 on Floor Ground Floor in Site SWANLEY MTX | 225045.00 W | 240000.00 W | 94 % | 183 | 9 | Free | 7 | 79 % | 3.120 m²
Room XSY001 on Floor Ground Floor in Site SWANLEY MTX | 225045.00 W | 240000.00 W | 94 % | 183 | 9 | Occupied | 2 | 21 % | 0.840 m² | Rack 182/183*09, Floor Position = 182/183*09 | 4 | 32 | 2 | 2 | 30 | 1
Room XSY001 on Floor Ground Floor in Site SWANLEY MTX | 225045.00 W | 240000.00 W | 94 % | 183 | 9 | Occupied | 2 | 21 % | 0.840 m² | Rack 182/183*08, Floor Position = 182/183*08 | 21 | 29 | 17 | 8 | 11 | 5
Room XSY001 on Floor Ground Floor in Site SWANLEY MTX | 225045.00 W | 240000.00 W | 94 % | 183 | 9 | Reserved | 0 | 0 % | 0.000 m²
Room XSY001 on Floor Ground Floor in Site SWANLEY MTX | 225045.00 W | 240000.00 W | 94 % | 184 | 8 | Free | 6 | 73 % | 1.920 m²
Room XSY001 on Floor Ground Floor in Site SWANLEY MTX | 225045.00 W | 240000.00 W | 94 % | 184 | 8 | Occupied | 2 | 27 % | 0.720 m² | Rack 184/185*01, Floor Position = 184/185*01 | 23 | 42 | 23 | 23 | 42 | 23
Room XSY001 on Floor Ground Floor in Site SWANLEY MTX | 225045.00 W | 240000.00 W | 94 % | 184 | 8 | Occupied | 2 | 27 % | 0.720 m² | Rack 184/185*03, Floor Position = 184/185*03 | 37 | 41 | 37 | 37 | 41 | 37
Room XSY001 on Floor Ground Floor in Site SWANLEY MTX | 225045.00 W | 240000.00 W | 94 % | 184 | 8 | Reserved | 0 | 0 % | 0.000 m²
Room XSY001 on Floor Ground Floor in Site SWANLEY MTX | 225045.00 W | 240000.00 W | 94 % | 185 | 8 | Free | 6 | 73 % | 1.920 m²
Room XSY001 on Floor Ground Floor in Site SWANLEY MTX | 225045.00 W | 240000.00 W | 94 % | 185 | 8 | Occupied | 2 | 27 % | 0.720 m² | Rack 184/185*01, Floor Position = 184/185*01 | 23 | 42 | 23 | 23 | 42 | 23
Room XSY001 on Floor Ground Floor in Site SWANLEY MTX | 225045.00 W | 240000.00 W | 94 % | 185 | 8 | Occupied | 2 | 27 % | 0.720 m² | Rack 184/185*03, Floor Position = 184/185*03 | 37 | 41 | 37 | 37 | 41 | 37
Room XSY001 on Floor Ground Floor in Site SWANLEY MTX | 225045.00 W | 240000.00 W | 94 % | 185 | 8 | Reserved | 0 | 0 % | 0.000 m²
Room XSY001 on Floor Ground Floor in Site SWANLEY MTX | 225045.00 W | 240000.00 W | 94 % | 186 | 8 | Free | 6 | 76 % | 2.000 m²
Room XSY001 on Floor Ground Floor in Site SWANLEY MTX | 225045.00 W | 240000.00 W | 94 % | 186 | 8 | Occupied | 2 | 24 % | 0.640 m² | Rack 186/187*02, Floor Position = 186/187*02 | 14 | 36 | 10 | 7 | 36 | 7
Room XSY001 on Floor Ground Floor in Site SWANLEY MTX | 225045.00 W | 240000.00 W | 94 % | 186 | 8 | Occupied | 2 | 24 % | 0.640 m² | Rack 186/187*01, Floor Position = 186/187*01 | 21 | 41 | 20 | 15 | 41 | 15
Room XSY001 on Floor Ground Floor in Site SWANLEY MTX | 225045.00 W | 240000.00 W | 94 % | 186 | 8 | Reserved | 0 | 0 % | 0.000 m²
Room XSY001 on Floor Ground Floor in Site SWANLEY MTX | 225045.00 W | 240000.00 W | 94 % | 187 | 8 | Free | 6 | 76 % | 2.000 m²
Room XSY001 on Floor Ground Floor in Site SWANLEY MTX | 225045.00 W | 240000.00 W | 94 % | 187 | 8 | Occupied | 2 | 24 % | 0.640 m² | Rack 186/187*02, Floor Position = 186/187*02 | 14 | 36 | 10 | 7 | 36 | 7
Room XSY001 on Floor Ground Floor in Site SWANLEY MTX | 225045.00 W | 240000.00 W | 94 % | 187 | 8 | Occupied | 2 | 24 % | 0.640 m² | Rack 186/187*01, Floor Position = 186/187*01 | 21 | 41 | 20 | 15 | 41 | 15
Room XSY001 on Floor Ground Floor in Site SWANLEY MTX | 225045.00 W | 240000.00 W | 94 % | 187 | 8 | Reserved | 0 | 0 % | 0.000 m²
Room XSY001 on Floor Ground Floor in Site SWANLEY MTX | 225045.00 W | 240000.00 W | 94 % | 188 | 8 | Free | 6 | 78 % | 2.050 m²
Room XSY001 on Floor Ground Floor in Site SWANLEY MTX | 225045.00 W | 240000.00 W | 94 % | 188 | 8 | Occupied | 2 | 22 % | 0.590 m² | Rack 188/189*01, Floor Position = 188/189*01 | 9 | 41 | 8 | 3 | 40 | 3
Room XSY001 on Floor Ground Floor in Site SWANLEY MTX | 225045.00 W | 240000.00 W | 94 % | 188 | 8 | Occupied | 2 | 22 % | 0.590 m² | ODF CODF 188*11 (E01), Floor Position = 188*11 | 45 | 47 | 45 | 27 | 47 | 27
Room XSY001 on Floor Ground Floor in Site SWANLEY MTX | 225045.00 W | 240000.00 W | 94 % | 188 | 8 | Reserved | 0 | 0 % | 0.000 m²
Room XSY001 on Floor Ground Floor in Site SWANLEY MTX | 225045.00 W | 240000.00 W | 94 % | 189 | 8 | Free | 3 | 47 % | 1.240 m²
Room XSY001 on Floor Ground Floor in Site SWANLEY MTX | 225045.00 W | 240000.00 W | 94 % | 189 | 8 | Occupied | 5 | 53 % | 1.400 m² | ODF 189*08, Floor Position = 189*08 | 47 | 47 | 47 | 47 | 47 | 47
Room XSY001 on Floor Ground Floor in Site SWANLEY MTX | 225045.00 W | 240000.00 W | 94 % | 189 | 8 | Occupied | 5 | 53 % | 1.400 m² | ODF 189*06, Floor Position = 189*06 | 47 | 47 | 47 | 47 | 47 | 47
Room XSY001 on Floor Ground Floor in Site SWANLEY MTX | 225045.00 W | 240000.00 W | 94 % | 189 | 8 | Occupied | 5 | 53 % | 1.400 m² | Rack 188/189*01, Floor Position = 188/189*01 | 9 | 41 | 8 | 3 | 40 | 3
Room XSY001 on Floor Ground Floor in Site SWANLEY MTX | 225045.00 W | 240000.00 W | 94 % | 189 | 8 | Occupied | 5 | 53 % | 1.400 m² | ODF 189*09, Floor Position = 189*09 | 47 | 47 | 47 | 47 | 47 | 47
Room XSY001 on Floor Ground Floor in Site SWANLEY MTX | 225045.00 W | 240000.00 W | 94 % | 189 | 8 | Occupied | 5 | 53 % | 1.400 m² | ODF 189*11, Floor Position = 189*11 | 47 | 47 | 47 | 47 | 47 | 47
Room XSY001 on Floor Ground Floor in Site SWANLEY MTX | 225045.00 W | 240000.00 W | 94 % | 189 | 8 | Reserved | 0 | 0 % | 0.000 m²
Room XSY001 on Floor Ground Floor in Site SWANLEY MTX | 225045.00 W | 240000.00 W | 94 % | 190 | 9 | Free | 0 | 2 % | 0.048 m²
Room XSY001 on Floor Ground Floor in Site SWANLEY MTX | 225045.00 W | 240000.00 W | 94 % | 190 | 9 | Occupied | 9 | 98 % | 2.592 m² | Rack 190*01, Floor Position = 190*01 | 45 | 45 | 45 | 45 | 45 | 45
Room XSY001 on Floor Ground Floor in Site SWANLEY MTX | 225045.00 W | 240000.00 W | 94 % | 190 | 9 | Occupied | 9 | 98 % | 2.592 m² | Rack 190*06, Floor Position = 190*06 | 45 | 45 | 45 | 45 | 45 | 45
Room XSY001 on Floor Ground Floor in Site SWANLEY MTX | 225045.00 W | 240000.00 W | 94 % | 190 | 9 | Occupied | 9 | 98 % | 2.592 m² | Rack 190*07, Floor Position = 190*07 | 45 | 45 | 45 | 45 | 45 | 45
Room XSY001 on Floor Ground Floor in Site SWANLEY MTX | 225045.00 W | 240000.00 W | 94 % | 190 | 9 | Occupied | 9 | 98 % | 2.592 m² | Rack 190*05, Floor Position = 190*05 | 45 | 45 | 45 | 45 | 45 | 45
Room XSY001 on Floor Ground Floor in Site SWANLEY MTX | 225045.00 W | 240000.00 W | 94 % | 190 | 9 | Occupied | 9 | 98 % | 2.592 m² | Rack 190*03, Floor Position = 190*03 | 45 | 45 | 45 | 45 | 45 | 45
Room XSY001 on Floor Ground Floor in Site SWANLEY MTX | 225045.00 W | 240000.00 W | 94 % | 190 | 9 | Occupied | 9 | 98 % | 2.592 m² | Rack 190*04, Floor Position = 190*04 | 45 | 45 | 45 | 45 | 45 | 45
Room XSY001 on Floor Ground Floor in Site SWANLEY MTX | 225045.00 W | 240000.00 W | 94 % | 190 | 9 | Occupied | 9 | 98 % | 2.592 m² | Rack 190*02, Floor Position = 190*02 | 45 | 45 | 45 | 45 | 45 | 45
Room XSY001 on Floor Ground Floor in Site SWANLEY MTX | 225045.00 W | 240000.00 W | 94 % | 190 | 9 | Occupied | 9 | 98 % | 2.592 m² | Rack 190*08, Floor Position = 190*08 | 45 | 45 | 45 | 45 | 45 | 45
Room XSY001 on Floor Ground Floor in Site SWANLEY MTX | 225045.00 W | 240000.00 W | 94 % | 190 | 9 | Occupied | 9 | 98 % | 2.592 m² | Rack 190*09, Floor Position = 190*09 | 45 | 45 | 45 | 45 | 45 | 45
Room XSY001 on Floor Ground Floor in Site SWANLEY MTX | 225045.00 W | 240000.00 W | 94 % | 190 | 9 | Reserved | 0 | 0 % | 0.000 m²
Room XSY001 on Floor Ground Floor in Site SWANLEY MTX | 225045.00 W | 240000.00 W | 94 % | 191 | 9 | Free | 0 | 2 % | 0.048 m²
Room XSY001 on Floor Ground Floor in Site SWANLEY MTX | 225045.00 W | 240000.00 W | 94 % | 191 | 9 | Occupied | 9 | 98 % | 2.592 m² | Rack 191*01, Floor Position = 191*01 | 27 | 45 | 27 | 26 | 45 | 26
Room XSY001 on Floor Ground Floor in Site SWANLEY MTX | 225045.00 W | 240000.00 W | 94 % | 191 | 9 | Occupied | 9 | 98 % | 2.592 m² | Rack 191*06, Floor Position = 191*06 | 27 | 45 | 27 | 26 | 45 | 26
Room XSY001 on Floor Ground Floor in Site SWANLEY MTX | 225045.00 W | 240000.00 W | 94 % | 191 | 9 | Occupied | 9 | 98 % | 2.592 m² | Rack 191*07, Floor Position = 191*07 | 27 | 45 | 27 | 26 | 45 | 26
Room XSY001 on Floor Ground Floor in Site SWANLEY MTX | 225045.00 W | 240000.00 W | 94 % | 191 | 9 | Occupied | 9 | 98 % | 2.592 m² | Rack 191*05, Floor Position = 191*05 | 27 | 45 | 27 | 26 | 45 | 26
Room XSY001 on Floor Ground Floor in Site SWANLEY MTX | 225045.00 W | 240000.00 W | 94 % | 191 | 9 | Occupied | 9 | 98 % | 2.592 m² | Rack 191*03, Floor Position = 191*03 | 27 | 45 | 27 | 26 | 45 | 26
Room XSY001 on Floor Ground Floor in Site SWANLEY MTX | 225045.00 W | 240000.00 W | 94 % | 191 | 9 | Occupied | 9 | 98 % | 2.592 m² | Rack 191*04, Floor Position = 191*04 | 27 | 45 | 27 | 26 | 45 | 26
Room XSY001 on Floor Ground Floor in Site SWANLEY MTX | 225045.00 W | 240000.00 W | 94 % | 191 | 9 | Occupied | 9 | 98 % | 2.592 m² | Rack 191*02, Floor Position = 191*02 | 3 | 43 | 3 | 2 | 22 | 2
Room XSY001 on Floor Ground Floor in Site SWANLEY MTX | 225045.00 W | 240000.00 W | 94 % | 191 | 9 | Occupied | 9 | 98 % | 2.592 m² | Rack 191*08, Floor Position = 191*08 | 27 | 45 | 27 | 26 | 45 | 26
Room XSY001 on Floor Ground Floor in Site SWANLEY MTX | 225045.00 W | 240000.00 W | 94 % | 191 | 9 | Occupied | 9 | 98 % | 2.592 m² | Rack 191*09, Floor Position = 191*09 | 27 | 45 | 27 | 26 | 45 | 26
Room XSY001 on Floor Ground Floor in Site SWANLEY MTX | 225045.00 W | 240000.00 W | 94 % | 191 | 9 | Reserved | 0 | 0 % | 0.000 m²
Room XSY001 on Floor Ground Floor in Site SWANLEY MTX | 225045.00 W | 240000.00 W | 94 % | 192 | 8 | Free | 8 | 100 % | 2.640 m²
Room XSY001 on Floor Ground Floor in Site SWANLEY MTX | 225045.00 W | 240000.00 W | 94 % | 192 | 8 | Occupied | 0 | 0 % | 0.000 m²
Room XSY001 on Floor Ground Floor in Site SWANLEY MTX | 225045.00 W | 240000.00 W | 94 % | 192 | 8 | Reserved | 0 | 0 % | 0.000 m²
Room XSY001 on Floor Ground Floor in Site SWANLEY MTX | 225045.00 W | 240000.00 W | 94 % | 193 | 8 | Free | 8 | 100 % | 2.640 m²
Room XSY001 on Floor Ground Floor in Site SWANLEY MTX | 225045.00 W | 240000.00 W | 94 % | 193 | 8 | Occupied | 0 | 0 % | 0.000 m²
Room XSY001 on Floor Ground Floor in Site SWANLEY MTX | 225045.00 W | 240000.00 W | 94 % | 193 | 8 | Reserved | 0 | 0 % | 0.000 m²
Room XSY001 on Floor Ground Floor in Site SWANLEY MTX | 225045.00 W | 240000.00 W | 94 % | 194 | 5 | Free | 2 | 44 % | 0.840 m²
Room XSY001 on Floor Ground Floor in Site SWANLEY MTX | 225045.00 W | 240000.00 W | 94 % | 194 | 5 | Occupied | 3 | 56 % | 1.080 m² | Rack 194/195*01, Floor Position = 194/195*01 | 44 | 46 | 44 | 44 | 46 | 44
Room XSY001 on Floor Ground Floor in Site SWANLEY MTX | 225045.00 W | 240000.00 W | 94 % | 194 | 5 | Occupied | 3 | 56 % | 1.080 m² | Rack 194/195*03, Floor Position = 194/195*03 | 43 | 46 | 43 | 43 | 46 | 43
Room XSY001 on Floor Ground Floor in Site SWANLEY MTX | 225045.00 W | 240000.00 W | 94 % | 194 | 5 | Occupied | 3 | 56 % | 1.080 m² | Rack 194/195*02, Floor Position = 194/195*02 | 44 | 46 | 44 | 44 | 46 | 44
Room XSY001 on Floor Ground Floor in Site SWANLEY MTX | 225045.00 W | 240000.00 W | 94 % | 194 | 5 | Reserved | 0 | 0 % | 0.000 m²
Room XSY001 on Floor Ground Floor in Site SWANLEY MTX | 225045.00 W | 240000.00 W | 94 % | 195 | 5 | Free | 2 | 55 % | 1.047 m²
Room XSY001 on Floor Ground Floor in Site SWANLEY MTX | 225045.00 W | 240000.00 W | 94 % | 195 | 5 | Occupied | 3 | 45 % | 0.873 m² | Rack 194/195*01, Floor Position = 194/195*01 | 44 | 46 | 44 | 44 | 46 | 44
Room XSY001 on Floor Ground Floor in Site SWANLEY MTX | 225045.00 W | 240000.00 W | 94 % | 195 | 5 | Occupied | 3 | 45 % | 0.873 m² | Rack 194/195*03, Floor Position = 194/195*03 | 43 | 46 | 43 | 43 | 46 | 43
Room XSY001 on Floor Ground Floor in Site SWANLEY MTX | 225045.00 W | 240000.00 W | 94 % | 195 | 5 | Occupied | 3 | 45 % | 0.873 m² | Rack 194/195*02, Floor Position = 194/195*02 | 44 | 46 | 44 | 44 | 46 | 44
Room XSY001 on Floor Ground Floor in Site SWANLEY MTX | 225045.00 W | 240000.00 W | 94 % | 195 | 5 | Reserved | 0 | 0 % | 0.000 m²
Room XSY001 on Floor Ground Floor in Site SWANLEY MTX | 225045.00 W | 240000.00 W | 94 % | WALL01 | 1 | Free | 0 | 81 % | 0.346 m²
Room XSY001 on Floor Ground Floor in Site SWANLEY MTX | 225045.00 W | 240000.00 W | 94 % | WALL01 | 1 | Occupied | 1 | 19 % | 0.084 m² | Rack WALL01*15, Floor Position = WALL01*15 | 0 | 29 | 0 | 0 | 29 | 0
Room XSY001 on Floor Ground Floor in Site SWANLEY MTX | 225045.00 W | 240000.00 W | 94 % | WALL01 | 1 | Reserved | 0 | 0 % | 0.000 m²
Room XSY001 on Floor Ground Floor in Site SWANLEY MTX | 225045.00 W | 240000.00 W | 94 % | WALL02 | 3 | Free | 0 | 98 % | 8.939 m²
Room XSY001 on Floor Ground Floor in Site SWANLEY MTX | 225045.00 W | 240000.00 W | 94 % | WALL02 | 3 | Occupied | 3 | 2 % | 0.184 m² | Rack WALL02*16, Floor Position = WALL02*16 | 0 | 4 | 0 | 0 | 4 | 0
Room XSY001 on Floor Ground Floor in Site SWANLEY MTX | 225045.00 W | 240000.00 W | 94 % | WALL02 | 3 | Occupied | 3 | 2 % | 0.184 m² | Rack WALL02*17, Floor Position = WALL02*17 | 0 | 4 | 0 | 0 | 4 | 0
Room XSY001 on Floor Ground Floor in Site SWANLEY MTX | 225045.00 W | 240000.00 W | 94 % | WALL02 | 3 | Occupied | 3 | 2 % | 0.184 m² | Rack WALL02*27, Floor Position = WALL02*27 | 0 | 29 | 0 | 0 | 29 | 0
Room XSY001 on Floor Ground Floor in Site SWANLEY MTX | 225045.00 W | 240000.00 W | 94 % | WALL02 | 3 | Reserved | 0 | 0 % | 0.000 m²
Room XSY001 on Floor Ground Floor in Site SWANLEY MTX | 225045.00 W | 240000.00 W | 94 % | WALL03 | 0 | Free | 0 | 100 % | 3.336 m²
Room XSY001 on Floor Ground Floor in Site SWANLEY MTX | 225045.00 W | 240000.00 W | 94 % | WALL03 | 0 | Occupied | 0 | 0 % | 0.000 m²
Room XSY001 on Floor Ground Floor in Site SWANLEY MTX | 225045.00 W | 240000.00 W | 94 % | WALL03 | 0 | Reserved | 0 | 0 % | 0.000 m²
Room XSY001 on Floor Ground Floor in Site SWANLEY MTX | 225045.00 W | 240000.00 W | 94 % | WALL06 | 0 | Free | 0 | 100 % | 1.804 m²
Room XSY001 on Floor Ground Floor in Site SWANLEY MTX | 225045.00 W | 240000.00 W | 94 % | WALL06 | 0 | Occupied | 0 | 0 % | 0.000 m²
Room XSY001 on Floor Ground Floor in Site SWANLEY MTX | 225045.00 W | 240000.00 W | 94 % | WALL06 | 0 | Reserved | 0 | 0 % | 0.000 m²
Room XSY001 on Floor Ground Floor in Site SWANLEY MTX | 225045.00 W | 240000.00 W | 94 % | WALL07 | 1 | Free | 0 | 97 % | 2.432 m²
Room XSY001 on Floor Ground Floor in Site SWANLEY MTX | 225045.00 W | 240000.00 W | 94 % | WALL07 | 1 | Occupied | 1 | 3 % | 0.088 m² | Rack WALL07*01, Floor Position = WALL0701 | 0 | 29 | 0 | 0 | 29 | 0
Room XSY001 on Floor Ground Floor in Site SWANLEY MTX | 225045.00 W | 240000.00 W | 94 % | WALL07 | 1 | Reserved | 0 | 0 % | 0.000 m²
Room XSY001 on Floor Ground Floor in Site SWANLEY MTX | 225045.00 W | 240000.00 W | 94 % | WALL09 | 1 | Free | 0 | 94 % | 0.830 m²
Room XSY001 on Floor Ground Floor in Site SWANLEY MTX | 225045.00 W | 240000.00 W | 94 % | WALL09 | 1 | Occupied | 1 | 6 % | 0.052 m² | Rack WALL09*08, Floor Position = WALL0908 | 0 | 4 | 0 | 0 | 4 | 0
Room XSY001 on Floor Ground Floor in Site SWANLEY MTX | 225045.00 W | 240000.00 W | 94 % | WALL09 | 1 | Reserved | 0 | 0 % | 0.000 m²
Room XSY001 on Floor Ground Floor in Site SWANLEY MTX | 225045.00 W | 240000.00 W | 94 % | WALL10 | 1 | Free | 0 | 98 % | 4.107 m²
Room XSY001 on Floor Ground Floor in Site SWANLEY MTX | 225045.00 W | 240000.00 W | 94 % | WALL10 | 1 | Occupied | 1 | 2 % | 0.088 m² | Rack WALL10*27, Floor Position = WALL1027 | 0 | 29 | 0 | 0 | 29 | 0
Room XSY001 on Floor Ground Floor in Site SWANLEY MTX | 225045.00 W | 240000.00 W | 94 % | WALL10 | 1 | Reserved | 0 | 0 % | 0.000 m²